Lanai Solar-Electric Plant | 56667 | 0005 | Solar PV | Hawaii | 0.1 | Dropped - in Alaska or in Hawaii or Puerto Rico
Lanai Solar-Electric Plant | 56667 | 0006 | Solar PV | Hawaii | 0.1 | Dropped - in Alaska or in Hawaii or Puerto Rico
Lanai Solar-Electric Plant | 56667 | 0007 | Solar PV | Hawaii | 0.1 | Dropped - in Alaska or in Hawaii or Puerto Rico
Lanai Solar-Electric Plant | 56667 | 0008 | Solar PV | Hawaii | 0.1 | Dropped - in Alaska or in Hawaii or Puerto Rico
Lanai Solar-Electric Plant | 56667 | 0009 | Solar PV | Hawaii | 0.1 | Dropped - in Alaska or in Hawaii or Puerto Rico
Lanai Solar-Electric Plant | 56667 | 0010 | Solar PV | Hawaii | 0.1 | Dropped - in Alaska or in Hawaii or Puerto Rico
Lanai Solar-Electric Plant | 56667 | 0011 | Solar PV | Hawaii | 0.1 | Dropped - in Alaska or in Hawaii or Puerto Rico
Lanai Solar-Electric Plant | 56667 | 0012 | Solar PV | Hawaii | 0.1 | Dropped - in Alaska or in Hawaii or Puerto Rico
Virginia Tech Power Plant | 56785 | WG01 | O/G Steam | Virginia | 2.5 | Dropped - Plant is identified as onsite because it is a net buyer of electricity in 2021
Model Gas Power Station | 56863 | 1 | Landfill Gas | Ohio | 1.4 | Dropped - Units whose status are "OS" or "RE" for the past 3 consecutive years
Model Gas Power Station | 56863 | 2 | Landfill Gas | Ohio | 1.4 | Dropped - Units whose status are "OS" or "RE" for the past 3 consecutive years
Southcentral Power Project | 57036 | 1 | Combined Cycle | Alaska | 39.8 | Dropped - in Alaska or in Hawaii or Puerto Rico
Southcentral Power Project | 57036 | 2 | Combined Cycle | Alaska | 39.8 | Dropped - in Alaska or in Hawaii or Puerto Rico
Southcentral Power Project | 57036 | 3 | Combined Cycle | Alaska | 39.8 | Dropped - in Alaska or in Hawaii or Puerto Rico
Southcentral Power Project | 57036 | 4 | Combined Cycle | Alaska | 50.3 | Dropped - in Alaska or in Hawaii or Puerto Rico
Noatak | 57051 | 5A | Combustion Turbine | Alaska | 0.5 | Dropped - in Alaska or in Hawaii or Puerto Rico
Noatak | 57051 | UNIT2 | Combustion Turbine | Alaska | 0.3 | Dropped - in Alaska or in Hawaii or Puerto Rico
Noatak | 57051 | UNIT4 | Combustion Turbine | Alaska | 0.5 | Dropped - in Alaska or in Hawaii or Puerto Rico
Savoonga | 57052 | 2A | Combustion Turbine | Alaska | 0.5 | Dropped - in Alaska or in Hawaii or Puerto Rico
Savoonga | 57052 | UNIT1 | Combustion Turbine | Alaska | 0.4 | Dropped - in Alaska or in Hawaii or Puerto Rico
Savoonga | 57052 | UNIT3 | Combustion Turbine | Alaska | 0.8 | Dropped - in Alaska or in Hawaii or Puerto Rico
Alakanuk | 57053 | UNIT4 | Combustion Turbine | Alaska | 0.8 | Dropped - in Alaska or in Hawaii or Puerto Rico
Upper Kalskag | 57054 | UNIT1 | Combustion Turbine | Alaska | 0.2 | Dropped - in Alaska or in Hawaii or Puerto Rico
Upper Kalskag | 57054 | UNIT2 | Combustion Turbine | Alaska | 0.4 | Dropped - in Alaska or in Hawaii or Puerto Rico
Upper Kalskag | 57054 | UNIT3 | Combustion Turbine | Alaska | 0.5 | Dropped - in Alaska or in Hawaii or Puerto Rico
Stebbins | 57055 | 1 | Combustion Turbine | Alaska | 0.5 | Dropped - in Alaska or in Hawaii or Puerto Rico
Stebbins | 57055 | 2 | Combustion Turbine | Alaska | 0.5 | Dropped - in Alaska or in Hawaii or Puerto Rico
Stebbins | 57055 | 3 | Combustion Turbine | Alaska | 0.5 | Dropped - in Alaska or in Hawaii or Puerto Rico
Stebbins | 57055 | 4 | Combustion Turbine | Alaska | 0.5 | Dropped - in Alaska or in Hawaii or Puerto Rico
Scammon Bay | 57056 | UNIT1 | Combustion Turbine | Alaska | 0.4 | Dropped - in Alaska or in Hawaii or Puerto Rico
Scammon Bay | 57056 | UNIT2 | Combustion Turbine | Alaska | 0.4 | Dropped - in Alaska or in Hawaii or Puerto Rico
Scammon Bay | 57056 | UNIT3 | Combustion Turbine | Alaska | 0.5 | Dropped - in Alaska or in Hawaii or Puerto Rico
Quinhagak | 57057 | 3A | Combustion Turbine | Alaska | 0.5 | Dropped - in Alaska or in Hawaii or Puerto Rico
Quinhagak | 57057 | UNIT1 | Combustion Turbine | Alaska | 0.4 | Dropped - in Alaska or in Hawaii or Puerto Rico
Quinhagak | 57057 | UNIT2 | Combustion Turbine | Alaska | 0.3 | Dropped - in Alaska or in Hawaii or Puerto Rico
Pilot Station | 57058 | 1 | Combustion Turbine | Alaska | 0.5 | Dropped - in Alaska or in Hawaii or Puerto Rico
Pilot Station | 57058 | UNIT2 | Combustion Turbine | Alaska | 0.5 | Dropped - in Alaska or in Hawaii or Puerto Rico
Pilot Station | 57058 | UNIT3 | Combustion Turbine | Alaska | 0.3 | Dropped - in Alaska or in Hawaii or Puerto Rico
Koyuk | 57059 | UNIT1 | Combustion Turbine | Alaska | 0.2 | Dropped - in Alaska or in Hawaii or Puerto Rico
Koyuk | 57059 | UNIT2 | Combustion Turbine | Alaska | 0.4 | Dropped - in Alaska or in Hawaii or Puerto Rico
Koyuk | 57059 | UNIT3 | Combustion Turbine | Alaska | 0.5 | Dropped - in Alaska or in Hawaii or Puerto Rico
Elim | 57060 | 3A | Combustion Turbine | Alaska | 0.5 | Dropped - in Alaska or in Hawaii or Puerto Rico
Elim | 57060 | UNIT1 | Combustion Turbine | Alaska | 0.2 | Dropped - in Alaska or in Hawaii or Puerto Rico
Elim | 57060 | UNIT2 | Combustion Turbine | Alaska | 0.4 | Dropped - in Alaska or in Hawaii or Puerto Rico
St. Michael | 57061 | 4 | Combustion Turbine | Alaska | 0.7 | Dropped - in Alaska or in Hawaii or Puerto Rico
Gambell | 57062 | 1A | Combustion Turbine | Alaska | 0.3 | Dropped - in Alaska or in Hawaii or Puerto Rico
Gambell | 57062 | UNIT2 | Combustion Turbine | Alaska | 0.5 | Dropped - in Alaska or in Hawaii or Puerto Rico
Gambell | 57062 | UNIT3 | Combustion Turbine | Alaska | 0.8 | Dropped - in Alaska or in Hawaii or Puerto Rico
Shungnak | 57063 | UNIT1 | Combustion Turbine | Alaska | 0.2 | Dropped - in Alaska or in Hawaii or Puerto Rico
Shungnak | 57063 | UNIT2 | Combustion Turbine | Alaska | 0.3 | Dropped - in Alaska or in Hawaii or Puerto Rico
Shungnak | 57063 | UNIT3 | Combustion Turbine | Alaska | 0.3 | Dropped - in Alaska or in Hawaii or Puerto Rico
Shungnak | 57063 | UNIT4 | Combustion Turbine | Alaska | 0.4 | Dropped - in Alaska or in Hawaii or Puerto Rico
Kotlik | 57064 | UNIT1 | Combustion Turbine | Alaska | 0.3 | Dropped - in Alaska or in Hawaii or Puerto Rico
Kotlik | 57064 | UNIT2 | Combustion Turbine | Alaska | 0.3 | Dropped - in Alaska or in Hawaii or Puerto Rico
Kotlik | 57064 | UNIT3 | Combustion Turbine | Alaska | 0.5 | Dropped - in Alaska or in Hawaii or Puerto Rico
Kotlik | 57064 | UNIT4 | Combustion Turbine | Alaska | 0.5 | Dropped - in Alaska or in Hawaii or Puerto Rico
Kivalina | 57065 | UNIT1 | Combustion Turbine | Alaska | 0.2 | Dropped - in Alaska or in Hawaii or Puerto Rico
Kivalina | 57065 | UNIT2 | Combustion Turbine | Alaska | 0.3 | Dropped - in Alaska or in Hawaii or Puerto Rico
Kivalina | 57065 | UNIT3 | Combustion Turbine | Alaska | 0.2 | Dropped - in Alaska or in Hawaii or Puerto Rico
Kivalina | 57065 | UNIT4 | Combustion Turbine | Alaska | 0.4 | Dropped - in Alaska or in Hawaii or Puerto Rico
Kasigluk | 57066 | 1 | Combustion Turbine | Alaska | 0.8 | Dropped - in Alaska or in Hawaii or Puerto Rico
Kasigluk | 57066 | 5A | Combustion Turbine | Alaska | 0.7 | Dropped - in Alaska or in Hawaii or Puerto Rico
Kasigluk | 57066 | UNIT2 | Combustion Turbine | Alaska | 0.5 | Dropped - in Alaska or in Hawaii or Puerto Rico
Toksook Bay | 57067 | 1A | Combustion Turbine | Alaska | 0.8 | Dropped - in Alaska or in Hawaii or Puerto Rico
Toksook Bay | 57067 | UNIT2 | Combustion Turbine | Alaska | 0.5 | Dropped - in Alaska or in Hawaii or Puerto Rico
Toksook Bay | 57067 | UNIT3 | Combustion Turbine | Alaska | 0.8 | Dropped - in Alaska or in Hawaii or Puerto Rico
South Columbus Water Resource Facility | 57076 | GEN1 | Non-Fossil Waste | Georgia | 1.8 | Dropped - Units whose status are "OS" or "RE" for the past 3 consecutive years
Kaheawa Wind Power II LLC | 57082 | 1 | Onshore Wind | Hawaii | 21 | Dropped - in Alaska or in Hawaii or Puerto Rico
Kaheawa Wind Power II LLC | 57082 | 2 | Energy Storage | Hawaii | 10 | Dropped - in Alaska or in Hawaii or Puerto Rico
Lake Dorothy Hydroelectric Project | 57085 | 1 | Hydro | Alaska | 14.3 | Dropped - in Alaska or in Hawaii or Puerto Rico
Kahuku Wind Power LLC | 57087 | 1 | Onshore Wind | Hawaii | 30 | Dropped - in Alaska or in Hawaii or Puerto Rico
Newark America Mill | 57103 | 1 | O/G Steam | Massachusetts | 3 | Dropped - Units whose status are "OS" or "RE" for the past 3 consecutive years
Mesquite Lake Water & Power Plant 1 | 57154 | 1209 | Biomass | California | 13 | Dropped - Units whose status are "OS" or "RE" for the past 3 consecutive years
Pillar Mountain Wind Project Microgrid | 57187 | 1 | Onshore Wind | Alaska | 4.5 | Dropped - in Alaska or in Hawaii or Puerto Rico
Pillar Mountain Wind Project Microgrid | 57187 | 2 | Onshore Wind | Alaska | 4.5 | Dropped - in Alaska or in Hawaii or Puerto Rico
Soldotna | 57206 | 1 | Combustion Turbine | Alaska | 44 | Dropped - in Alaska or in Hawaii or Puerto Rico
Soldotna | 57206 | 3 | Energy Storage | Alaska | 46.5 | Dropped - in Alaska or in Hawaii or Puerto Rico
Mililani South Solar Farm | 57242 | 1 | Solar PV | Hawaii | 39 | Dropped - in Alaska or in Hawaii or Puerto Rico
Mililani South Solar Farm | 57242 | 2 | Energy Storage | Hawaii | 39 | Dropped - in Alaska or in Hawaii or Puerto Rico
Little Pringle I Wind Farm | 57263 | LP1 | Onshore Wind | Texas | 10 | Dropped - Units whose status are "OS" or "RE" for the past 3 consecutive years
Little Pringle II Wind Farm | 57264 | LP2 | Onshore Wind | Texas | 10 | Dropped - Units whose status are "OS" or "RE" for the past 3 consecutive years
Westervelt Moundville Cogen | 57467 | TG1 | Biomass | Alabama | 8.2 | Dropped - Retired/Planned Retirement by 06/2028
DeWind Frisco | 57517 | FRISC | Onshore Wind | Texas | 20 | Dropped - Units whose status are "OS" or "RE" for the past 3 consecutive years
Kapaa Photovoltaic Project | 57525 | KSPV | Solar PV | Hawaii | 1 | Dropped - in Alaska or in Hawaii or Puerto Rico
Kawailoa Wind | 57529 | 1 | Onshore Wind | Hawaii | 69 | Dropped - in Alaska or in Hawaii or Puerto Rico
Winona County Wind LLC | 57547 | WCW | Onshore Wind | Minnesota | 0.5 | Dropped - Units whose status are "OS" or "RE" for the past 3 consecutive years
Battery Energy Storage System | 57583 | BESS | Energy Storage | Alaska | 40 | Dropped - in Alaska or in Hawaii or Puerto Rico
Bos Dairy, LLC | 57625 | BOS4 | Combustion Turbine | Indiana | 0.9 | Dropped - Plant is identified as onsite because it is a net buyer of electricity in 2021
Auburn LFG Energy Facility | 57636 | 1 | Landfill Gas | New York | 1.1 | Dropped - Units whose status are "OS" or "RE" for the past 3 consecutive years
Auburn LFG Energy Facility | 57636 | 3 | Landfill Gas | New York | 1.1 | Dropped - Units whose status are "OS" or "RE" for the past 3 consecutive years
Randolph Eastern School Wind Turbine | 57638 | 1 | Onshore Wind | Indiana | 1 | Dropped - Units whose status are "OS" or "RE" for the past 3 consecutive years
Middlebury College | 57804 | 2 | Biomass | Vermont | 0.4 | Dropped - Plant is identified as onsite because it is a net buyer of electricity in 2021
Middlebury College | 57804 | 3 | Biomass | Vermont | 0.3 | Dropped - Plant is identified as onsite because it is a net buyer of electricity in 2021
Titusville Solar | 57815 | PV1 | Solar PV | New Jersey | 4.1 | Dropped - Plant is identified as onsite because it is a net buyer of electricity in 2021
North Hollywood | 57854 | 1PT1 | Hydro | California | 1.8 | Dropped - Units whose status are "OS" or "RE" for the past 3 consecutive years
L'Oreal Piscataway | 57868 | UNIT1 | Solar PV | New Jersey | 0.8 | Dropped - Retired/Planned Retirement by 06/2028
Heller Industrial Parks | 57869 | HH | Solar PV | New Jersey | 0.5 | Dropped - Retired/Planned Retirement by 06/2028
Heller Industrial Parks | 57869 | HII | Solar PV | New Jersey | 0.4 | Dropped - Retired/Planned Retirement by 06/2028
Heller Industrial Parks | 57869 | HJC | Solar PV | New Jersey | 0.2 | Dropped - Retired/Planned Retirement by 06/2028
Heller Industrial Parks | 57869 | HM | Solar PV | New Jersey | 0.8 | Dropped - Retired/Planned Retirement by 06/2028
Heller Industrial Parks | 57869 | UNIT1 | Solar PV | New Jersey | 2.7 | Dropped - Retired/Planned Retirement by 06/2028
Improvement Dst No. 4 | 57895 | ID4 | Solar PV | California | 1.1 | Dropped - Plant is identified as onsite because it is a net buyer of electricity in 2021
Sidney MT Plant | 57914 | 1 | Coal Steam | Montana | 2 | Dropped - Plant is identified as onsite because it is a net buyer of electricity in 2021
Sidney MT Plant | 57914 | 2 | Coal Steam | Montana | 2 | Dropped - Plant is identified as onsite because it is a net buyer of electricity in 2021
Genesis Alkali | 57915 | 1 | Coal Steam | Wyoming | 3.5 | Dropped - Plant is identified as onsite because it is a net buyer of electricity in 2021
Genesis Alkali | 57915 | 2 | Coal Steam | Wyoming | 3.5 | Dropped - Plant is identified as onsite because it is a net buyer of electricity in 2021
Genesis Alkali | 57915 | 3 | Coal Steam | Wyoming | 4 | Dropped - Plant is identified as onsite because it is a net buyer of electricity in 2021
Genesis Alkali | 57915 | 4 | Coal Steam | Wyoming | 10 | Dropped - Plant is identified as onsite because it is a net buyer of electricity in 2021
Genesis Alkali | 57915 | 5 | Coal Steam | Wyoming | 10 | Dropped - Plant is identified as onsite because it is a net buyer of electricity in 2021
Genesis Alkali | 57915 | 6 | Coal Steam | Wyoming | 10 | Dropped - Plant is identified as onsite because it is a net buyer of electricity in 2021
Spreckels Sugar Company | 57916 | 1 | O/G Steam | California | 8.9 | Dropped - Plant is identified as onsite because it is a net buyer of electricity in 2021
Sonoco Products Co | 57919 | 2 | O/G Steam | South Carolina | 2.5 | Dropped - Plant is identified as onsite because it is a net buyer of electricity in 2021
Sonoco Products Co | 57919 | 3 | Biomass | South Carolina | 10 | Dropped - Plant is identified as onsite because it is a net buyer of electricity in 2021
Sonoco Products Co | 57919 | 4 | Biomass | South Carolina | 28 | Dropped - Plant is identified as onsite because it is a net buyer of electricity in 2021
SIUC | 57928 | EMER | Combustion Turbine | Illinois | 1.6 | Dropped - Plant is identified as onsite because it is a net buyer of electricity in 2021
SIUC | 57928 | GEN5 | Coal Steam | Illinois | 2.8 | Dropped - Plant is identified as onsite because it is a net buyer of electricity in 2021
Eva Creek Wind | 57935 | EVW | Onshore Wind | Alaska | 24.6 | Dropped - in Alaska or in Hawaii or Puerto Rico
Western Sugar Coop - Scottsbluff | 57937 | SCBF | O/G Steam | Nebraska | 5 | Dropped - Plant is identified as onsite because it is a net buyer of electricity in 2021
MSC Sebewaing | 57949 | 1 | Coal Steam | Michigan | 1.4 | Dropped - Plant is identified as onsite because it is a net buyer of electricity in 2021
MSC Sebewaing | 57949 | 2 | Coal Steam | Michigan | 0.9 | Dropped - Units whose status are "OS" or "RE" for the past 3 consecutive years
MSC Croswell | 57950 | 1 | O/G Steam | Michigan | 1.2 | Dropped - Plant is identified as onsite because it is a net buyer of electricity in 2021
Roquette America | 57953 | HRSG | Combined Cycle | Iowa | 10 | Dropped - Units whose status are "OS" or "RE" for the past 3 consecutive years
Southeast Steam Plant | 57966 | SSP | O/G Steam | Minnesota | 2 | Dropped - Plant is identified as onsite because it is a net buyer of electricity in 2021
Auwahi Wind Energy Hybrid | 57996 | AWEB | Energy Storage | Hawaii | 11 | Dropped - in Alaska or in Hawaii or Puerto Rico
Auwahi Wind Energy Hybrid | 57996 | AWET | Onshore Wind | Hawaii | 24 | Dropped - in Alaska or in Hawaii or Puerto Rico
Lilly Technical Center | 58043 | 1 | Combustion Turbine | Indiana | 1 | Dropped - Plant is identified as onsite because it is a net buyer of electricity in 2021
Lilly Technical Center | 58043 | 2 | Combustion Turbine | Indiana | 1 | Dropped - Plant is identified as onsite because it is a net buyer of electricity in 2021
Lilly Technical Center | 58043 | 3 | Combustion Turbine | Indiana | 2 | Dropped - Plant is identified as onsite because it is a net buyer of electricity in 2021
Lilly Technical Center | 58043 | 4 | Combustion Turbine | Indiana | 2 | Dropped - Plant is identified as onsite because it is a net buyer of electricity in 2021
Works 53 | 58046 | 1 | Combustion Turbine | North Carolina | 1 | Dropped - Plant is identified as onsite because it is a net buyer of electricity in 2021
Works 53 | 58046 | 2 | Combustion Turbine | North Carolina | 1.2 | Dropped - Plant is identified as onsite because it is a net buyer of electricity in 2021
Works 53 | 58046 | 3 | Combustion Turbine | North Carolina | 0.8 | Dropped - Plant is identified as onsite because it is a net buyer of electricity in 2021
Vitro Architectural Glass (PA) | 58051 | L121 | Combustion Turbine | Pennsylvania | 2 | Dropped - Plant is identified as onsite because it is a net buyer of electricity in 2021
Vitro Architectural Glass (PA) | 58051 | L2AE | Combustion Turbine | Pennsylvania | 1.5 | Dropped - Plant is identified as onsite because it is a net buyer of electricity in 2021
Vitro Architectural Glass (PA) | 58051 | L2BW | Combustion Turbine | Pennsylvania | 1.5 | Dropped - Plant is identified as onsite because it is a net buyer of electricity in 2021
Battle Creek Mill | 58052 | 1TG | O/G Steam | Michigan | 0.8 | Dropped - Plant is identified as onsite because it is a net buyer of electricity in 2021
Battle Creek Mill | 58052 | 2TG | O/G Steam | Michigan | 0.8 | Dropped - Units whose status are "OS" or "RE" for the past 3 consecutive years
Vitro Flat Glass LLC | 58053 | IG#2 | Combustion Turbine | California | 0.7 | Dropped - Plant is identified as onsite because it is a net buyer of electricity in 2021
Vitro Flat Glass LLC | 58053 | OG#1 | Combustion Turbine | California | 1 | Dropped - Plant is identified as onsite because it is a net buyer of electricity in 2021
Vitro Flat Glass LLC | 58053 | OG#3 | Combustion Turbine | California | 0.9 | Dropped - Plant is identified as onsite because it is a net buyer of electricity in 2021
Irwindale Brew Yard, LLC | 58056 | JEN1 | Non-Fossil Waste | California | 0.6 | Dropped - Plant is identified as onsite because it is a net buyer of electricity in 2021
Irwindale Brew Yard, LLC | 58056 | PV | Solar PV | California | 0.8 | Dropped - Plant is identified as onsite because it is a net buyer of electricity in 2021
Irwindale Brew Yard, LLC | 58056 | T100 | Combustion Turbine | California | 4.1 | Dropped - Plant is identified as onsite because it is a net buyer of electricity in 2021
Irwindale Brew Yard, LLC | 58056 | T200 | Combustion Turbine | California | 4.1 | Dropped - Plant is identified as onsite because it is a net buyer of electricity in 2021
Paramount Refinery | 58058 | 1 | Combustion Turbine | California | 6.5 | Dropped - Units whose status are "OS" or "RE" for the past 3 consecutive years
SABIC Innovative Plastics Mt. Vernon | 58063 | COGN1 | Combustion Turbine | Indiana | 78.6 | Dropped - Plant is identified as onsite because it is a net buyer of electricity in 2021
Laredo Bus Facility Solar Canopies | 58064 | LBFS | Solar PV | Georgia | 1 | Dropped - Plant is identified as onsite because it is a net buyer of electricity in 2021
PCA, Filer City Mill | 58066 | TG2 | O/G Steam | Michigan | 8 | Dropped - Plant is identified as onsite because it is a net buyer of electricity in 2021
PCA, Filer City Mill | 58066 | TG3 | O/G Steam | Michigan | 11.5 | Dropped - Plant is identified as onsite because it is a net buyer of electricity in 2021
PRSI FCC Generator | 58069 | 55M1 | Coal Steam | Texas | 3 | Dropped - Plant is identified as onsite because it is a net buyer of electricity in 2021
El Dorado Refinery | 58075 | L3804 | Combustion Turbine | Kansas | 32 | Dropped - Plant is identified as onsite because it is a net buyer of electricity in 2021
Western Sugar Coop- Ft Morgan | 58081 | ATB-2 | O/G Steam | Colorado | 3 | Dropped - Plant is identified as onsite because it is a net buyer of electricity in 2021
PRC-Desoto Intl/PPG Aerospace | 58085 | CATR1 | Combustion Turbine | California | 0.5 | Dropped - Plant is identified as onsite because it is a net buyer of electricity in 2021
PRC-Desoto Intl/PPG Aerospace | 58085 | CATR2 | Combustion Turbine | California | 1 | Dropped - Plant is identified as onsite because it is a net buyer of electricity in 2021
Kern Oil & Refining Co | 58100 | 5900 | Combustion Turbine | California | 4.9 | Dropped - Plant is identified as onsite because it is a net buyer of electricity in 2021
International Paper Red River Mill | 58108 | 3 T-G | Non-Fossil Waste | Louisiana | 55 | Dropped - Plant is identified as onsite because it is a net buyer of electricity in 2021
Georgia-Pacific Toledo Mill | 58109 | TG1 | Non-Fossil Waste | Oregon | 18.4 | Dropped - Units whose status are "OS" or "RE" for the past 3 consecutive years
Georgia-Pacific Toledo Mill | 58109 | TG2 | Non-Fossil Waste | Oregon | 13.4 | Dropped - Plant is identified as onsite because it is a net buyer of electricity in 2021
Cellu Tissue | 58116 | GEN1 | Combustion Turbine | Connecticut | 2.5 | Dropped - Plant is identified as onsite because it is a net buyer of electricity in 2021
TNSG South Plant | 58117 | 1A | Combustion Turbine | Alaska | 1.3 | Dropped - in Alaska or in Hawaii or Puerto Rico
TNSG South Plant | 58117 | 2 | Combustion Turbine | Alaska | 0.8 | Dropped - in Alaska or in Hawaii or Puerto Rico
TNSG South Plant | 58117 | 3 | Combustion Turbine | Alaska | 0.8 | Dropped - in Alaska or in Hawaii or Puerto Rico
TNSG South Plant | 58117 | 4A | Combustion Turbine | Alaska | 1.3 | Dropped - in Alaska or in Hawaii or Puerto Rico
TNSG South Plant | 58117 | 6 | Combustion Turbine | Alaska | 3 | Dropped - in Alaska or in Hawaii or Puerto Rico
Adkins Energy LLC | 58136 | S5MW | Combustion Turbine | Illinois | 4 | Dropped - Plant is identified as onsite because it is a net buyer of electricity in 2021
Adkins Energy LLC | 58136 | ST2MW | O/G Steam | Illinois | 1.8 | Dropped - Plant is identified as onsite because it is a net buyer of electricity in 2021
Otter Creek Ethanol Poet - Ashton | 58138 | 1 | Combustion Turbine | Iowa | 5.5 | Dropped - Plant is identified as onsite because it is a net buyer of electricity in 2021
Summit Street Power Plant | 58140 | GT-1 | Combustion Turbine | Ohio | 4.9 | Dropped - Plant is identified as onsite because it is a net buyer of electricity in 2021
Summit Street Power Plant | 58140 | GT-2 | Combustion Turbine | Ohio | 6.9 | Dropped - Plant is identified as onsite because it is a net buyer of electricity in 2021
Twin Rivers Paper Co LLC | 58146 | GEN5 | Non-Fossil Waste | Maine | 22 | Dropped - Plant is identified as onsite because it is a net buyer of electricity in 2021
Eastern Maine Medical Center | 58153 | COGE | Combustion Turbine | Maine | 3.8 | Dropped - Plant is identified as onsite because it is a net buyer of electricity in 2021
SUNY Old Westbury College | 58156 | GE | Combustion Turbine | New York | 1.8 | Dropped - Plant is identified as onsite because it is a net buyer of electricity in 2021
University of Rochester | 58157 | HP | O/G Steam | New York | 17 | Dropped - Plant is identified as onsite because it is a net buyer of electricity in 2021
University of Rochester | 58157 | LP | O/G Steam | New York | 7.2 | Dropped - Plant is identified as onsite because it is a net buyer of electricity in 2021
UCONN Cogen Facility | 58159 | CGT1 | Combined Cycle | Connecticut | 6.4 | Dropped - Plant is identified as onsite because it is a net buyer of electricity in 2021
UCONN Cogen Facility | 58159 | CGT2 | Combined Cycle | Connecticut | 6.9 | Dropped - Plant is identified as onsite because it is a net buyer of electricity in 2021
UCONN Cogen Facility | 58159 | CGT3 | Combined Cycle | Connecticut | 6.4 | Dropped - Plant is identified as onsite because it is a net buyer of electricity in 2021
UCONN Cogen Facility | 58159 | STG1 | Combined Cycle | Connecticut | 4.9 | Dropped - Plant is identified as onsite because it is a net buyer of electricity in 2021
Williams College - Campus CHP | 58160 | GEN2 | O/G Steam | Massachusetts | 3 | Dropped - Plant is identified as onsite because it is a net buyer of electricity in 2021
Williams College - Campus CHP | 58160 | GEN4 | Combustion Turbine | Massachusetts | 2 | Dropped - Plant is identified as onsite because it is a net buyer of electricity in 2021
Williams College - Campus CHP | 58160 | GEN5 | Combustion Turbine | Massachusetts | 2 | Dropped - Plant is identified as onsite because it is a net buyer of electricity in 2021
Western Michigan University Power Plant | 58161 | EG-1 | Combustion Turbine | Michigan | 0.8 | Dropped - Plant is identified as onsite because it is a net buyer of electricity in 2021
Western Michigan University Power Plant | 58161 | EG-10 | Combustion Turbine | Michigan | 2.5 | Dropped - Plant is identified as onsite because it is a net buyer of electricity in 2021
Western Michigan University Power Plant | 58161 | EG-9 | Combustion Turbine | Michigan | 2.5 | Dropped - Plant is identified as onsite because it is a net buyer of electricity in 2021
Western Michigan University Power Plant | 58161 | GTG-7 | Combined Cycle | Michigan | 4.2 | Dropped - Plant is identified as onsite because it is a net buyer of electricity in 2021
Western Michigan University Power Plant | 58161 | GTG-8 | Combined Cycle | Michigan | 4.2 | Dropped - Plant is identified as onsite because it is a net buyer of electricity in 2021
Western Michigan University Power Plant | 58161 | STG-1 | Combined Cycle | Michigan | 0.9 | Dropped - Plant is identified as onsite because it is a net buyer of electricity in 2021
Mercy Medical Center | 58163 | 1N | Combustion Turbine | New York | 0.8 | Dropped - Plant is identified as onsite because it is a net buyer of electricity in 2021
Mercy Medical Center | 58163 | 2N | Combustion Turbine | New York | 0.8 | Dropped - Plant is identified as onsite because it is a net buyer of electricity in 2021
Mercy Medical Center | 58163 | 3N | Combustion Turbine | New York | 0.8 | Dropped - Plant is identified as onsite because it is a net buyer of electricity in 2021
Mercy Medical Center | 58163 | 8 | Combustion Turbine | New York | 0.6 | Dropped - Plant is identified as onsite because it is a net buyer of electricity in 2021
College of New Jersey | 58165 | COGEN | Combustion Turbine | New Jersey | 4.2 | Dropped - Plant is identified as onsite because it is a net buyer of electricity in 2021
Smith College Central Heating Plant | 58166 | GT-1 | Combustion Turbine | Massachusetts | 2.7 | Dropped - Plant is identified as onsite because it is a net buyer of electricity in 2021
William Floyd School District | 58167 | GEN1 | Combustion Turbine | New York | 1.3 | Dropped - Plant is identified as onsite because it is a net buyer of electricity in 2021
William Floyd School District | 58167 | GEN2 | Combustion Turbine | New York | 1.3 | Dropped - Plant is identified as onsite because it is a net buyer of electricity in 2021
William Floyd School District | 58167 | GEN3 | Combustion Turbine | New York | 1.3 | Dropped - Plant is identified as onsite because it is a net buyer of electricity in 2021
Energy Center | 58168 | TURB1 | Combustion Turbine | California | 0.3 | Dropped - Plant is identified as onsite because it is a net buyer of electricity in 2021
Energy Center | 58168 | TURB2 | Combustion Turbine | California | 0.3 | Dropped - Plant is identified as onsite because it is a net buyer of electricity in 2021
Energy Center | 58168 | TURB3 | Combustion Turbine | California | 0.3 | Dropped - Plant is identified as onsite because it is a net buyer of electricity in 2021
BMW Manufacturing Co | 58173 | GT601 | Landfill Gas | South Carolina | 5 | Dropped - Plant is identified as onsite because it is a net buyer of electricity in 2021
BMW Manufacturing Co | 58173 | GT602 | Landfill Gas | South Carolina | 5 | Dropped - Plant is identified as onsite because it is a net buyer of electricity in 2021
MTSU Power Co-Gen Plant | 58179 | GT-01 | Combustion Turbine | Tennessee | 5 | Dropped - Plant is identified as onsite because it is a net buyer of electricity in 2021
Loyola University Health Plant | 58181 | UNIT1 | Combustion Turbine | Illinois | 3.9 | Dropped - Plant is identified as onsite because it is a net buyer of electricity in 2021
Loyola University Health Plant | 58181 | UNIT2 | Combustion Turbine | Illinois | 3.9 | Dropped - Plant is identified as onsite because it is a net buyer of electricity in 2021
Prairie Horizon Agri Energy | 58183 | T5741 | O/G Steam | Kansas | 0.7 | Dropped - Plant is identified as onsite because it is a net buyer of electricity in 2021
Amherst College Co Gen | 58185 | CTG | Combustion Turbine | Massachusetts | 1.2 | Dropped - Plant is identified as onsite because it is a net buyer of electricity in 2021
HVCC Cogen Plant | 58186 | CG01 | Combustion Turbine | New York | 0.8 | Dropped - Plant is identified as onsite because it is a net buyer of electricity in 2021
HVCC Cogen Plant | 58186 | CG02 | Combustion Turbine | New York | 0.8 | Dropped - Plant is identified as onsite because it is a net buyer of electricity in 2021
HVCC Cogen Plant | 58186 | CG03 | Combustion Turbine | New York | 1.3 | Dropped - Plant is identified as onsite because it is a net buyer of electricity in 2021
HVCC Cogen Plant | 58186 | CG04 | Combustion Turbine | New York | 1.2 | Dropped - Plant is identified as onsite because it is a net buyer of electricity in 2021
HVCC Cogen Plant | 58186 | CG05 | Combustion Turbine | New York | 2 | Dropped - Plant is identified as onsite because it is a net buyer of electricity in 2021
HVCC Cogen Plant | 58186 | CG06 | Combustion Turbine | New York | 1.3 | Dropped - Plant is identified as onsite because it is a net buyer of electricity in 2021
Thomas M Knott Cogen Facility | 58190 | CG | Combustion Turbine | California | 1.2 | Dropped - Units whose status are "OS" or "RE" for the past 3 consecutive years
US Magnesium | 58191 | GT1 | Combustion Turbine | Utah | 11 | Dropped - Plant is identified as onsite because it is a net buyer of electricity in 2021
US Magnesium | 58191 | GT2 | Combustion Turbine | Utah | 11 | Dropped - Plant is identified as onsite because it is a net buyer of electricity in 2021
US Magnesium | 58191 | GT3 | Combustion Turbine | Utah | 11 | Dropped - Plant is identified as onsite because it is a net buyer of electricity in 2021
Arkalon Ethanol LLC | 58192 | ST961 | O/G Steam | Kansas | 3 | Dropped - Plant is identified as onsite because it is a net buyer of electricity in 2021
Bonanza BioEnergy LLC | 58193 | ST96 | O/G Steam | Kansas | 2 | Dropped - Plant is identified as onsite because it is a net buyer of electricity in 2021
West Campus Steam Plant | 58194 | CT2 | Combustion Turbine | Pennsylvania | 4.5 | Dropped - Plant is identified as onsite because it is a net buyer of electricity in 2021
West Campus Steam Plant | 58194 | WC 4 | O/G Steam | Pennsylvania | 1.5 | Dropped - Plant is identified as onsite because it is a net buyer of electricity in 2021
West Campus Steam Plant | 58194 | WC 5 | O/G Steam | Pennsylvania | 1.5 | Dropped - Plant is identified as onsite because it is a net buyer of electricity in 2021
West Campus Steam Plant | 58194 | WC6 | O/G Steam | Pennsylvania | 1.8 | Dropped - Plant is identified as onsite because it is a net buyer of electricity in 2021
Cargill Salt Hersey | 58196 | ST1 | O/G Steam | Michigan | 2.1 | Dropped - Plant is identified as onsite because it is a net buyer of electricity in 2021
POET Biorefining Lake Crystal | 58197 | 1 | Combustion Turbine | Minnesota | 6 | Dropped - Plant is identified as onsite because it is a net buyer of electricity in 2021
POET Biorefining Lake Crystal | 58197 | 2 | O/G Steam | Minnesota | 1 | Dropped - Plant is identified as onsite because it is a net buyer of electricity in 2021
Arizona State University CHP | 58199 | G1 | Combined Cycle | Arizona | 9.2 | Dropped - Plant is identified as onsite because it is a net buyer of electricity in 2021
Arizona State University CHP | 58199 | G2 | Combustion Turbine | Arizona | 7.9 | Dropped - Plant is identified as onsite because it is a net buyer of electricity in 2021
E.B. Eddy Paper Inc | 58222 | 3TU | O/G Steam | Michigan | 5 | Dropped - Plant is identified as onsite because it is a net buyer of electricity in 2021
Hoag Hospital Cogen Plant | 58223 | 1 | Combustion Turbine | California | 1.2 | Dropped - Plant is identified as onsite because it is a net buyer of electricity in 2021
Hoag Hospital Cogen Plant | 58223 | 2 | Combustion Turbine | California | 1.2 | Dropped - Plant is identified as onsite because it is a net buyer of electricity in 2021
Hoag Hospital Cogen Plant | 58223 | 3 | Combustion Turbine | California | 1.2 | Dropped - Plant is identified as onsite because it is a net buyer of electricity in 2021
C&H Sugar Plant | 58251 | TG3 | Non-Fossil Waste | California | 5 | Dropped - Plant is identified as onsite because it is a net buyer of electricity in 2021
C&H Sugar Plant | 58251 | TG4 | Non-Fossil Waste | California | 5 | Dropped - Plant is identified as onsite because it is a net buyer of electricity in 2021
Kalaeloa Solar Two | 58259 | KAS2 | Solar PV | Hawaii | 5 | Dropped - in Alaska or in Hawaii or Puerto Rico
Bay View Cogeneration Facility | 58263 | GTG | Landfill Gas | Ohio | 4.4 | Dropped - Units whose status are "OS" or "RE" for the past 3 consecutive years
Bay View Cogeneration Facility | 58263 | STG | Landfill Gas | Ohio | 4 | Dropped - Units whose status are "OS" or "RE" for the past 3 consecutive years
NCAH Central Utility Plant | 58265 | C-3 | Combustion Turbine | Iowa | 0.2 | Dropped - Plant is identified as onsite because it is a net buyer of electricity in 2021
NCAH Central Utility Plant | 58265 | EP-6 | Combustion Turbine | Iowa | 0.8 | Dropped - Plant is identified as onsite because it is a net buyer of electricity in 2021
NCAH Central Utility Plant | 58265 | FRZRF | Combustion Turbine | Iowa | 0.2 | Dropped - Plant is identified as onsite because it is a net buyer of electricity in 2021
NCAH Central Utility Plant | 58265 | MBGEN | Combustion Turbine | Iowa | 0.5 | Dropped - Plant is identified as onsite because it is a net buyer of electricity in 2021
NCAH Central Utility Plant | 58265 | S-13 | Combustion Turbine | Iowa | 2.1 | Dropped - Plant is identified as onsite because it is a net buyer of electricity in 2021
NCAH Central Utility Plant | 58265 | S-14 | Combustion Turbine | Iowa | 2.1 | Dropped - Plant is identified as onsite because it is a net buyer of electricity in 2021
NCAH Central Utility Plant | 58265 | S-16 | Combustion Turbine | Iowa | 3 | Dropped - Plant is identified as onsite because it is a net buyer of electricity in 2021
NCAH Central Utility Plant | 58265 | S-17 | Combustion Turbine | Iowa | 2 | Dropped - Plant is identified as onsite because it is a net buyer of electricity in 2021
NCAH Central Utility Plant | 58265 | S-18 | Combustion Turbine | Iowa | 2 | Dropped - Plant is identified as onsite because it is a net buyer of electricity in 2021
NCAH Central Utility Plant | 58265 | S-19 | Combustion Turbine | Iowa | 2 | Dropped - Plant is identified as onsite because it is a net buyer of electricity in 2021
Paia Hydroelectric Plant | 58277 | PAH1 | Hydro | Hawaii | 1.3 | Dropped - Units whose status are "OS" or "RE" for the past 3 consecutive years
TNSG North Plant | 58278 | 13 | Combustion Turbine | Alaska | 0.3 | Dropped - in Alaska or in Hawaii or Puerto Rico
TNSG North Plant | 58278 | CT1 | Combustion Turbine | Alaska | 4.5 | Dropped - in Alaska or in Hawaii or Puerto Rico
TNSG North Plant | 58278 | CT2 | Combustion Turbine | Alaska | 4.5 | Dropped - in Alaska or in Hawaii or Puerto Rico
TNSG North Plant | 58278 | CT3 | Combustion Turbine | Alaska | 6.9 | Dropped - in Alaska or in Hawaii or Puerto Rico
TNSG North Plant | 58278 | CT4 | Combustion Turbine | Alaska | 6.9 | Dropped - in Alaska or in Hawaii or Puerto Rico
Lanikuhana Solar LLC | 58281 | 1 | Solar PV | Hawaii | 14.7 | Dropped - in Alaska or in Hawaii or Puerto Rico
North Chicago Energy Center | 58328 | GT1 | Combustion Turbine | Illinois | 5.2 | Dropped - Plant is identified as onsite because it is a net buyer of electricity in 2021
North Chicago Energy Center | 58328 | GT2 | Combustion Turbine | Illinois | 7.1 | Dropped - Plant is identified as onsite because it is a net buyer of electricity in 2021
The Andersons Albion Ethanol LLC | 58330 | 9611 | O/G Steam | Michigan | 1.2 | Dropped - Plant is identified as onsite because it is a net buyer of electricity in 2021
The Andersons Albion Ethanol LLC | 58330 | CHP-1 | Combustion Turbine | Michigan | 6 | Dropped - Plant is identified as onsite because it is a net buyer of electricity in 2021
Triton East and West Cogen | 58375 | 1 | Combustion Turbine | Illinois | 0.8 | Dropped - Plant is identified as onsite because it is a net buyer of electricity in 2021
Triton East and West Cogen | 58375 | 2 | Combustion Turbine | Illinois | 0.8 | Dropped - Plant is identified as onsite because it is a net buyer of electricity in 2021
Triton East and West Cogen | 58375 | 3 | Combustion Turbine | Illinois | 0.8 | Dropped - Plant is identified as onsite because it is a net buyer of electricity in 2021
Triton East and West Cogen | 58375 | 4 | Combustion Turbine | Illinois | 0.8 | Dropped - Plant is identified as onsite because it is a net buyer of electricity in 2021
Triton East and West Cogen | 58375 | 5 | Combustion Turbine | Illinois | 0.4 | Dropped - Plant is identified as onsite because it is a net buyer of electricity in 2021
Rochelle Energy Center | 58377 | REC2 | Landfill Gas | Illinois | 1.6 | Dropped - Units whose status are "OS" or "RE" for the past 3 consecutive years
JBER Landfill Gas Power Plant | 58380 | 1 | Landfill Gas | Alaska | 1.4 | Dropped - in Alaska or in Hawaii or Puerto Rico
JBER Landfill Gas Power Plant | 58380 | 2 | Landfill Gas | Alaska | 1.4 | Dropped - in Alaska or in Hawaii or Puerto Rico
JBER Landfill Gas Power Plant | 58380 | 3 | Landfill Gas | Alaska | 1.4 | Dropped - in Alaska or in Hawaii or Puerto Rico
JBER Landfill Gas Power Plant | 58380 | 4 | Landfill Gas | Alaska | 1.4 | Dropped - in Alaska or in Hawaii or Puerto Rico
JBER Landfill Gas Power Plant | 58380 | 5 | Landfill Gas | Alaska | 1.4 | Dropped - in Alaska or in Hawaii or Puerto Rico
Synergy Biogas | 58399 | 1 | Non-Fossil Waste | New York | 1.2 | Dropped - Plant is identified as onsite because it is a net buyer of electricity in 2021
Central Energy Facility | 58400 | GT01 | Combustion Turbine | South Carolina | 4.7 | Dropped - Plant is identified as onsite because it is a net buyer of electricity in 2021
ESS Battery Microgrid | 58405 | 1 | Energy Storage | Alaska | 3 | Dropped - in Alaska or in Hawaii or Puerto Rico
CSU Northridge Plant | 58422 | B2PV | Solar PV | California | 0.3 | Dropped - Plant is identified as onsite because it is a net buyer of electricity in 2021
CSU Northridge Plant | 58422 | E6PV | Solar PV | California | 0.1 | Dropped - Plant is identified as onsite because it is a net buyer of electricity in 2021
Fire Island Wind | 58425 | WT1 | Onshore Wind | Alaska | 18 | Dropped - in Alaska or in Hawaii or Puerto Rico
LSU Cogen | 58428 | 1-02 | Combustion Turbine | Louisiana | 20.6 | Dropped - Plant is identified as onsite because it is a net buyer of electricity in 2021
Collinwood BioEnergy Facility | 58439 | CBE01 | Non-Fossil Waste | Ohio | 1 | Dropped - Retired/Planned Retirement by 06/2028
HNL Emergency Power Facility | 58469 | AP1 | Biomass | Hawaii | 2.5 | Dropped - in Alaska or in Hawaii or Puerto Rico
HNL Emergency Power Facility | 58469 | AP2 | Biomass | Hawaii | 2.5 | Dropped - in Alaska or in Hawaii or Puerto Rico
HNL Emergency Power Facility | 58469 | AP3 | Biomass | Hawaii | 2.5 | Dropped - in Alaska or in Hawaii or Puerto Rico
HNL Emergency Power Facility | 58469 | AP4 | Biomass | Hawaii | 2.5 | Dropped - in Alaska or in Hawaii or Puerto Rico
Montefieor Medical Center Moses Division | 58507 | EMG01 | Combustion Turbine | New York | 1 | Dropped - Plant is identified as onsite because it is a net buyer of electricity in 2021
Montefieor Medical Center Moses Division | 58507 | EMG02 | Combustion Turbine | New York | 0.6 | Dropped - Plant is identified as onsite because it is a net buyer of electricity in 2021
Montefieor Medical Center Moses Division | 58507 | EMG03 | Combustion Turbine | New York | 0.6 | Dropped - Plant is identified as onsite because it is a net buyer of electricity in 2021
Montefieor Medical Center Moses Division | 58507 | EMG04 | Combustion Turbine | New York | 0.5 | Dropped - Plant is identified as onsite because it is a net buyer of electricity in 2021
Montefieor Medical Center Moses Division | 58507 | EMG05 | Combustion Turbine | New York | 0.5 | Dropped - Plant is identified as onsite because it is a net buyer of electricity in 2021
Montefieor Medical Center Moses Division | 58507 | EMG06 | Combustion Turbine | New York | 0.3 | Dropped - Plant is identified as onsite because it is a net buyer of electricity in 2021
Montefieor Medical Center Moses Division | 58507 | EMG07 | Combustion Turbine | New York | 0.2 | Dropped - Plant is identified as onsite because it is a net buyer of electricity in 2021
Montefieor Medical Center Moses Division | 58507 | EMG08 | Combustion Turbine | New York | 0.2 | Dropped - Plant is identified as onsite because it is a net buyer of electricity in 2021
Montefieor Medical Center Moses Division | 58507 | EMG09 | Combustion Turbine | New York | 2 | Dropped - Plant is identified as onsite because it is a net buyer of electricity in 2021
Montefieor Medical Center Moses Division | 58507 | EMG10 | Combustion Turbine | New York | 2 | Dropped - Plant is identified as onsite because it is a net buyer of electricity in 2021
Montefieor Medical Center Moses Division | 58507 | ES006 | Combustion Turbine | New York | 4.8 | Dropped - Plant is identified as onsite because it is a net buyer of electricity in 2021
Montefieor Medical Center Moses Division | 58507 | ES007 | Combustion Turbine | New York | 3.5 | Dropped - Plant is identified as onsite because it is a net buyer of electricity in 2021
Montefieor Medical Center Moses Division | 58507 | S0001 | Combustion Turbine | New York | 1.2 | Dropped - Plant is identified as onsite because it is a net buyer of electricity in 2021
Montefieor Medical Center Moses Division | 58507 | S0002 | Combustion Turbine | New York | 1.2 | Dropped - Plant is identified as onsite because it is a net buyer of electricity in 2021
Montefieor Medical Center Moses Division | 58507 | S0003 | Combustion Turbine | New York | 1.2 | Dropped - Plant is identified as onsite because it is a net buyer of electricity in 2021
Delta Wind Farm | 58511 | EWT1 | Onshore Wind | Alaska | 0.9 | Dropped - in Alaska or in Hawaii or Puerto Rico
Delta Wind Farm | 58511 | EWT2 | Onshore Wind | Alaska | 0.9 | Dropped - in Alaska or in Hawaii or Puerto Rico
Delta Wind Farm | 58511 | NW1 | Onshore Wind | Alaska | 0.1 | Dropped - in Alaska or in Hawaii or Puerto Rico
Port Allen Solar | 58549 | 1 | Solar PV | Hawaii | 6 | Dropped - in Alaska or in Hawaii or Puerto Rico
Princeton University Cogeneration | 58584 | GT1 | Combustion Turbine | New Jersey | 15.5 | Dropped - Plant is identified as onsite because it is a net buyer of electricity in 2021
Princeton University Cogeneration | 58584 | PV1 | Solar PV | New Jersey | 4.5 | Dropped - Plant is identified as onsite because it is a net buyer of electricity in 2021
Princeton University Cogeneration | 58584 | PV2 | Solar PV | New Jersey | 1.2 | Dropped - Plant is identified as onsite because it is a net buyer of electricity in 2021
Princeton University Cogeneration | 58584 | PV3 | Solar PV | New Jersey | 10.5 | Dropped - Plant is identified as onsite because it is a net buyer of electricity in 2021
Princeton University Cogeneration | 58584 | PV4 | Solar PV | New Jersey | 0.4 | Dropped - Plant is identified as onsite because it is a net buyer of electricity in 2021
Sierra Nevada Brewing Co Hybrid | 58585 | BESS | Energy Storage | California | 0.5 | Dropped - Plant is identified as onsite because it is a net buyer of electricity in 2021
Sierra Nevada Brewing Co Hybrid | 58585 | COGN | Combustion Turbine | California | 1.7 | Dropped - Plant is identified as onsite because it is a net buyer of electricity in 2021
Sierra Nevada Brewing Co Hybrid | 58585 | SOLR | Solar PV | California | 1.4 | Dropped - Plant is identified as onsite because it is a net buyer of electricity in 2021
DGS Central Utility Plant | 58593 | BS1 | Combustion Turbine | California | 0.6 | Dropped - Plant is identified as onsite because it is a net buyer of electricity in 2021
DGS Central Utility Plant | 58593 | EM1 | Combustion Turbine | California | 0.4 | Dropped - Plant is identified as onsite because it is a net buyer of electricity in 2021
DGS Central Utility Plant | 58593 | STG | O/G Steam | California | 2.9 | Dropped - Plant is identified as onsite because it is a net buyer of electricity in 2021
Water Reclamation Plant | 58617 | GEN1 | Non-Fossil Waste | Minnesota | 0.3 | Dropped - Plant is identified as onsite because it is a net buyer of electricity in 2021
Water Reclamation Plant | 58617 | GEN2 | Non-Fossil Waste | Minnesota | 0.3 | Dropped - Plant is identified as onsite because it is a net buyer of electricity in 2021
Santa Rita Jail Hybrid | 58625 | SRJBA | Energy Storage | California | 2 | Dropped - Units whose status are "OS" or "RE" for the past 3 consecutive years
Museum of Science and Industry | 58635 | COGEN | Combustion Turbine | Illinois | 1.7 | Dropped - Plant is identified as onsite because it is a net buyer of electricity in 2021
KRS I Anahola Solar Hybrid | 58639 | ANAPV | Solar PV | Hawaii | 12 | Dropped - in Alaska or in Hawaii or Puerto Rico
KRS II Koloa Solar | 58640 | KOLPV | Solar PV | Hawaii | 12 | Dropped - in Alaska or in Hawaii or Puerto Rico
Kalaeloa Renewable Energy Park | 58651 | KREP | Solar PV | Hawaii | 5 | Dropped - in Alaska or in Hawaii or Puerto Rico
Waihonu North Solar | 58655 | INV-1 | Solar PV | Hawaii | 0.5 | Dropped - in Alaska or in Hawaii or Puerto Rico
Waihonu North Solar | 58655 | INV-2 | Solar PV | Hawaii | 0.5 | Dropped - in Alaska or in Hawaii or Puerto Rico
Waihonu North Solar | 58655 | INV-3 | Solar PV | Hawaii | 0.5 | Dropped - in Alaska or in Hawaii or Puerto Rico
Waihonu North Solar | 58655 | INV-4 | Solar PV | Hawaii | 0.5 | Dropped - in Alaska or in Hawaii or Puerto Rico
Waihonu North Solar | 58655 | INV-5 | Solar PV | Hawaii | 0.5 | Dropped - in Alaska or in Hawaii or Puerto Rico
Waihonu North Solar | 58655 | INV-6 | Solar PV | Hawaii | 0.5 | Dropped - in Alaska or in Hawaii or Puerto Rico
Waihonu North Solar | 58655 | INV-7 | Solar PV | Hawaii | 0.5 | Dropped - in Alaska or in Hawaii or Puerto Rico
Waihonu North Solar | 58655 | INV-8 | Solar PV | Hawaii | 0.5 | Dropped - in Alaska or in Hawaii or Puerto Rico
Waihonu North Solar | 58655 | INV-9 | Solar PV | Hawaii | 0.5 | Dropped - in Alaska or in Hawaii or Puerto Rico
Waihonu North Solar | 58655 | INV10 | Solar PV | Hawaii | 0.5 | Dropped - in Alaska or in Hawaii or Puerto Rico
Waihonu South Solar | 58656 | INV-1 | Solar PV | Hawaii | 0.5 | Dropped - in Alaska or in Hawaii or Puerto Rico
Waihonu South Solar | 58656 | INV-2 | Solar PV | Hawaii | 0.5 | Dropped - in Alaska or in Hawaii or Puerto Rico
Waihonu South Solar | 58656 | INV-3 | Solar PV | Hawaii | 0.5 | Dropped - in Alaska or in Hawaii or Puerto Rico
Aloha Solar Energy Fund 1 PK1 | 58659 | PK-1 | Solar PV | Hawaii | 5 | Dropped - in Alaska or in Hawaii or Puerto Rico
Mauka FIT One | 58662 | 3501 | Solar PV | Hawaii | 3.5 | Dropped - in Alaska or in Hawaii or Puerto Rico
Frito Lay Incorporated | 58664 | COGEN | Combustion Turbine | Connecticut | 3.6 | Dropped - Plant is identified as onsite because it is a net buyer of electricity in 2021
Pearl City Peninsula Solar Park | 58676 | PCPPV | Solar PV | Hawaii | 1 | Dropped - in Alaska or in Hawaii or Puerto Rico
Kapolei Solar Energy Park | 58684 | KSEPV | Solar PV | Hawaii | 1 | Dropped - in Alaska or in Hawaii or Puerto Rico
Na Pua Makani Wind Project | 58837 | WT1 | Onshore Wind | Hawaii | 27.6 | Dropped - in Alaska or in Hawaii or Puerto Rico
Woodville Renewable Power Project | 58944 | G1 | Biomass | Texas | 46.5 | Dropped - Units whose status are "OS" or "RE" for the past 3 consecutive years
Laguna Water Reclamation Facility | 58960 | S200 | Non-Fossil Waste | California | 1.1 | Dropped - Plant is identified as onsite because it is a net buyer of electricity in 2021
Laguna Water Reclamation Facility | 58960 | S201 | Non-Fossil Waste | California | 1.1 | Dropped - Plant is identified as onsite because it is a net buyer of electricity in 2021
Laguna Water Reclamation Facility | 58960 | S202 | Non-Fossil Waste | California | 1.1 | Dropped - Plant is identified as onsite because it is a net buyer of electricity in 2021
Laguna Water Reclamation Facility | 58960 | S203 | Non-Fossil Waste | California | 1.1 | Dropped - Plant is identified as onsite because it is a net buyer of electricity in 2021
Whitman | 58977 | WPG-1 | Hydro | Alaska | 3.9 | Dropped - in Alaska or in Hawaii or Puerto Rico
Whitman | 58977 | WPG-2 | Hydro | Alaska | 0.9 | Dropped - in Alaska or in Hawaii or Puerto Rico
Allison Creek Hydro | 58982 | GEN1 | Hydro | Alaska | 6.5 | Dropped - in Alaska or in Hawaii or Puerto Rico
Eklutna Generation Station | 58989 | EGS01 | Combustion Turbine | Alaska | 16.5 | Dropped - in Alaska or in Hawaii or Puerto Rico
Eklutna Generation Station | 58989 | EGS02 | Combustion Turbine | Alaska | 16.5 | Dropped - in Alaska or in Hawaii or Puerto Rico
Eklutna Generation Station | 58989 | EGS03 | Combustion Turbine | Alaska | 16.5 | Dropped - in Alaska or in Hawaii or Puerto Rico
Eklutna Generation Station | 58989 | EGS04 | Combustion Turbine | Alaska | 16.5 | Dropped - in Alaska or in Hawaii or Puerto Rico
Eklutna Generation Station | 58989 | EGS05 | Combustion Turbine | Alaska | 16.5 | Dropped - in Alaska or in Hawaii or Puerto Rico
Eklutna Generation Station | 58989 | EGS06 | Combustion Turbine | Alaska | 16.5 | Dropped - in Alaska or in Hawaii or Puerto Rico
Eklutna Generation Station | 58989 | EGS07 | Combustion Turbine | Alaska | 16.5 | Dropped - in Alaska or in Hawaii or Puerto Rico
Eklutna Generation Station | 58989 | EGS08 | Combustion Turbine | Alaska | 16.5 | Dropped - in Alaska or in Hawaii or Puerto Rico
Eklutna Generation Station | 58989 | EGS09 | Combustion Turbine | Alaska | 16.5 | Dropped - in Alaska or in Hawaii or Puerto Rico
Eklutna Generation Station | 58989 | EGS10 | Combustion Turbine | Alaska | 16.5 | Dropped - in Alaska or in Hawaii or Puerto Rico
Kingston Wind Independence | 59022 | 1 | Onshore Wind | Massachusetts | 2 | Dropped - Units whose status are "OS" or "RE" for the past 3 consecutive years
Ipswich Wind Independence | 59023 | GEN 1 | Onshore Wind | Massachusetts | 2 | Dropped - Units whose status are "OS" or "RE" for the past 3 consecutive years
Biomass to Energy Facility, Kauai | 59035 | MKA1 | Biomass | Hawaii | 7.5 | Dropped - in Alaska or in Hawaii or Puerto Rico
Biomass to Energy Facility, Kauai | 59035 | XKA1 | Combustion Turbine | Hawaii | 0.5 | Dropped - in Alaska or in Hawaii or Puerto Rico
Biomass to Energy Facility, Kauai | 59035 | XKA2 | Combustion Turbine | Hawaii | 0.5 | Dropped - in Alaska or in Hawaii or Puerto Rico
Hiilangaay Hydro | 59037 | GEN 1 | Hydro | Alaska | 5 | Dropped - in Alaska or in Hawaii or Puerto Rico
Cogeneration 2 | 59233 | CT2 | Combined Cycle | Arizona | 5 | Dropped - Plant is identified as onsite because it is a net buyer of electricity in 2021
Osprey Point RES | 59255 | 1 | Fossil Waste | Indiana | 3 | Dropped - Units whose status are "OS" or "RE" for the past 3 consecutive years
Osprey Point RES | 59255 | 2 | Fossil Waste | Indiana | 3 | Dropped - Units whose status are "OS" or "RE" for the past 3 consecutive years
Osprey Point RES | 59255 | 3 | Fossil Waste | Indiana | 3 | Dropped - Units whose status are "OS" or "RE" for the past 3 consecutive years
Osprey Point RES | 59255 | 4 | Fossil Waste | Indiana | 3 | Dropped - Units whose status are "OS" or "RE" for the past 3 consecutive years
Hidden View Dairy, LLC | 59260 | HV3 | Combustion Turbine | Indiana | 0.9 | Dropped - Plant is identified as onsite because it is a net buyer of electricity in 2021
Broshco Fabricated Products | 59373 | 1 | Combustion Turbine | Ohio | 1.2 | Dropped - Plant is identified as onsite because it is a net buyer of electricity in 2021
Broshco Fabricated Products | 59373 | 2 | Combustion Turbine | Ohio | 1.2 | Dropped - Plant is identified as onsite because it is a net buyer of electricity in 2021
Broshco Fabricated Products | 59373 | 3 | Combustion Turbine | Ohio | 1.2 | Dropped - Plant is identified as onsite because it is a net buyer of electricity in 2021
Broshco Fabricated Products | 59373 | 4 | Combustion Turbine | Ohio | 1.1 | Dropped - Plant is identified as onsite because it is a net buyer of electricity in 2021
The Methodist Hospital, Gas Turbine | 59381 | GT-1 | Combustion Turbine | Texas | 3 | Dropped - Plant is identified as onsite because it is a net buyer of electricity in 2021
Paisley Geothermal Generating Plant | 59382 | SVEP1 | Geothermal | Oregon | 1.8 | Dropped - Units whose status are "OS" or "RE" for the past 3 consecutive years
City of Tulare Water Facility | 59395 | MM26 | Fuel Cell | California | 2.8 | Dropped - Plant is identified as onsite because it is a net buyer of electricity in 2021
City of Tulare Water Facility | 59395 | MM27 | Fuel Cell | California | 2.8 | Dropped - Plant is identified as onsite because it is a net buyer of electricity in 2021
City of Tulare Water Facility | 59395 | SC500 | Solar PV | California | 1 | Dropped - Plant is identified as onsite because it is a net buyer of electricity in 2021
City of Tulare Water Facility | 59395 | SOLAR | Solar PV | California | 2.2 | Dropped - Plant is identified as onsite because it is a net buyer of electricity in 2021
Waxdale | 59448 | CGEN1 | Landfill Gas | Wisconsin | 3.5 | Dropped - Plant is identified as onsite because it is a net buyer of electricity in 2021
Waxdale | 59448 | CGEN2 | Combustion Turbine | Wisconsin | 3.5 | Dropped - Plant is identified as onsite because it is a net buyer of electricity in 2021
Waxdale | 59448 | WEC01 | Onshore Wind | Wisconsin | 1.5 | Dropped - Plant is identified as onsite because it is a net buyer of electricity in 2021
Waxdale | 59448 | WEC02 | Onshore Wind | Wisconsin | 1.5 | Dropped - Plant is identified as onsite because it is a net buyer of electricity in 2021
East. Michigan Univ. Heating Plant | 59452 | COGN2 | Combustion Turbine | Michigan | 6.8 | Dropped - Plant is identified as onsite because it is a net buyer of electricity in 2021
Albany Medical Ctr Cogen Plant | 59453 | GTG1A | Combustion Turbine | New York | 4 | Dropped - Plant is identified as onsite because it is a net buyer of electricity in 2021
P Plant | 59456 | P-TG4 | Combustion Turbine | California | 4 | Dropped - Plant is identified as onsite because it is a net buyer of electricity in 2021
P Plant | 59456 | P-TG5 | Combustion Turbine | California | 4 | Dropped - Plant is identified as onsite because it is a net buyer of electricity in 2021
Q Plant | 59457 | Q-TG1 | Combustion Turbine | California | 4 | Dropped - Plant is identified as onsite because it is a net buyer of electricity in 2021
W Plant | 59458 | W-TG1 | Combustion Turbine | California | 4 | Dropped - Plant is identified as onsite because it is a net buyer of electricity in 2021
NBC Field's Point Wind Farm | 59692 | FPWTG | Onshore Wind | Rhode Island | 4.5 | Dropped - Plant is identified as onsite because it is a net buyer of electricity in 2021
Framingham State University Plant | 59717 | TOW1 | Combustion Turbine | Massachusetts | 0.2 | Dropped - Retired/Planned Retirement by 06/2028
Heartland Community College | 59776 | T01 | Onshore Wind | Illinois | 1.7 | Dropped - Plant is identified as onsite because it is a net buyer of electricity in 2021
Waynoka Gas Processing Plant | 59782 | G1 | Combustion Turbine | Oklahoma | 1.3 | Dropped - Plant is identified as onsite because it is a net buyer of electricity in 2021
Waynoka Gas Processing Plant | 59782 | G2 | Combustion Turbine | Oklahoma | 1.3 | Dropped - Plant is identified as onsite because it is a net buyer of electricity in 2021
Waynoka Gas Processing Plant | 59782 | G3 | Combustion Turbine | Oklahoma | 1.3 | Dropped - Plant is identified as onsite because it is a net buyer of electricity in 2021
Croda Atlas Point CHP | 59783 | 91197 | Landfill Gas | Delaware | 1.1 | Dropped - Plant is identified as onsite because it is a net buyer of electricity in 2021
Croda Atlas Point CHP | 59783 | 91198 | Landfill Gas | Delaware | 1.1 | Dropped - Plant is identified as onsite because it is a net buyer of electricity in 2021
Croda Atlas Point CHP | 59783 | 91199 | Landfill Gas | Delaware | 2 | Dropped - Plant is identified as onsite because it is a net buyer of electricity in 2021
Industrial Plant | 59793 | 15 | Combustion Turbine | Alaska | 23.5 | Dropped - in Alaska or in Hawaii or Puerto Rico
South Campus Solar | 59922 | G1789 | Solar PV | Delaware | 1.3 | Dropped - Plant is identified as onsite because it is a net buyer of electricity in 2021
South Campus Solar | 59922 | GA500 | Solar PV | Delaware | 0.5 | Dropped - Plant is identified as onsite because it is a net buyer of electricity in 2021
Waipio Solar | 60024 | WPO | Solar PV | Hawaii | 45.9 | Dropped - in Alaska or in Hawaii or Puerto Rico
Kawailoa Solar | 60125 | KAWS | Solar PV | Hawaii | 49 | Dropped - in Alaska or in Hawaii or Puerto Rico
Ambler | 60243 | 1A | Combustion Turbine | Alaska | 0.4 | Dropped - in Alaska or in Hawaii or Puerto Rico
Ambler | 60243 | 2 | Combustion Turbine | Alaska | 0.3 | Dropped - in Alaska or in Hawaii or Puerto Rico
Ambler | 60243 | 3 | Combustion Turbine | Alaska | 0.4 | Dropped - in Alaska or in Hawaii or Puerto Rico
Marshall | 60244 | 1 | Combustion Turbine | Alaska | 0.5 | Dropped - in Alaska or in Hawaii or Puerto Rico
Marshall | 60244 | 2 | Combustion Turbine | Alaska | 0.4 | Dropped - in Alaska or in Hawaii or Puerto Rico
Marshall | 60244 | 3 | Combustion Turbine | Alaska | 0.2 | Dropped - in Alaska or in Hawaii or Puerto Rico
New Stuyahok | 60245 | 1 | Combustion Turbine | Alaska | 0.4 | Dropped - in Alaska or in Hawaii or Puerto Rico
New Stuyahok | 60245 | 2 | Combustion Turbine | Alaska | 0.5 | Dropped - in Alaska or in Hawaii or Puerto Rico
New Stuyahok | 60245 | 3A | Combustion Turbine | Alaska | 0.5 | Dropped - in Alaska or in Hawaii or Puerto Rico
Swampy Acres Microgrid | 60250 | 13 | Combustion Turbine | Alaska | 4.4 | Dropped - in Alaska or in Hawaii or Puerto Rico
Swampy Acres Microgrid | 60250 | 6A | Combustion Turbine | Alaska | 2 | Dropped - in Alaska or in Hawaii or Puerto Rico
Swampy Acres Microgrid | 60250 | 7A | Combustion Turbine | Alaska | 2 | Dropped - in Alaska or in Hawaii or Puerto Rico
Brevig Mission | 60260 | 1 | Combustion Turbine | Alaska | 0.2 | Dropped - in Alaska or in Hawaii or Puerto Rico
Brevig Mission | 60260 | 2 | Combustion Turbine | Alaska | 0.4 | Dropped - in Alaska or in Hawaii or Puerto Rico
Brevig Mission | 60260 | 3A | Combustion Turbine | Alaska | 0.4 | Dropped - in Alaska or in Hawaii or Puerto Rico
Clinton Battery | 60297 | 1 | Energy Storage | Ohio | 5 | Dropped - Retired/Planned Retirement by 06/2028
Schofield Generating Station | 60328 | S1 | Biomass | Hawaii | 8.4 | Dropped - in Alaska or in Hawaii or Puerto Rico
Schofield Generating Station | 60328 | S2 | Biomass | Hawaii | 8.4 | Dropped - in Alaska or in Hawaii or Puerto Rico
Schofield Generating Station | 60328 | S3 | Biomass | Hawaii | 8.4 | Dropped - in Alaska or in Hawaii or Puerto Rico
Schofield Generating Station | 60328 | S4 | Biomass | Hawaii | 8.4 | Dropped - in Alaska or in Hawaii or Puerto Rico
Schofield Generating Station | 60328 | S5 | Biomass | Hawaii | 8.4 | Dropped - in Alaska or in Hawaii or Puerto Rico
Schofield Generating Station | 60328 | S6 | Biomass | Hawaii | 8.4 | Dropped - in Alaska or in Hawaii or Puerto Rico
KIUC Kapaia PV and BA Storage Project Hybrid | 60546 | BA1 | Energy Storage | Hawaii | 11 | Dropped - in Alaska or in Hawaii or Puerto Rico
KIUC Kapaia PV and BA Storage Project Hybrid | 60546 | PV1 | Solar PV | Hawaii | 15 | Dropped - in Alaska or in Hawaii or Puerto Rico
Flywheel Energy Storage System Microgrid | 60563 | FESS | Energy Storage | Alaska | 2 | Dropped - in Alaska or in Hawaii or Puerto Rico
IFF Hazlet | 60709 | GRND | Solar PV | New Jersey | 3 | Dropped - Retired/Planned Retirement by 06/2028
Freeze Solar | 60759 | PV1 | Solar PV | New Jersey | 1.5 | Dropped - Retired/Planned Retirement by 06/2028
ACCC Mays Landing | 60802 | PV1 | Solar PV | New Jersey | 1.4 | Dropped - Retired/Planned Retirement by 06/2028
Montefiore - Westchester Square | 61025 | EGEN1 | Combustion Turbine | New York | 1 | Dropped - Plant is identified as onsite because it is a net buyer of electricity in 2021
AES Lawai Solar Hybrid | 61068 | LAWA1 | Solar PV | Hawaii | 20 | Dropped - in Alaska or in Hawaii or Puerto Rico
AES Lawai Solar Hybrid | 61068 | LAWA2 | Energy Storage | Hawaii | 20 | Dropped - in Alaska or in Hawaii or Puerto Rico
Kihei Solar Farm | 61099 | KIHEI | Solar PV | Hawaii | 2.9 | Dropped - in Alaska or in Hawaii or Puerto Rico
Ku'ia Solar | 61101 | KUIA | Solar PV | Hawaii | 2.9 | Dropped - in Alaska or in Hawaii or Puerto Rico
Tyee Lake Hydroelectric Facility | 61166 | UNIT1 | Hydro | Alaska | 11.3 | Dropped - in Alaska or in Hawaii or Puerto Rico
Tyee Lake Hydroelectric Facility | 61166 | UNIT2 | Hydro | Alaska | 11.3 | Dropped - in Alaska or in Hawaii or Puerto Rico
EE Waianae Solar Project | 61172 | WAIAN | Solar PV | Hawaii | 27.6 | Dropped - in Alaska or in Hawaii or Puerto Rico
Northern Westchester Hospital | 61378 | 1 | Combustion Turbine | New York | 1 | Dropped - Plant is identified as onsite because it is a net buyer of electricity in 2021
Northern Westchester Hospital | 61378 | 2 | Combustion Turbine | New York | 1 | Dropped - Plant is identified as onsite because it is a net buyer of electricity in 2021
Northern Westchester Hospital | 61378 | 3 | Combustion Turbine | New York | 1 | Dropped - Plant is identified as onsite because it is a net buyer of electricity in 2021
Northern Westchester Hospital | 61378 | 4 | Combustion Turbine | New York | 0.8 | Dropped - Retired/Planned Retirement by 06/2028
Northern Westchester Hospital | 61378 | 5 | Combustion Turbine | New York | 0.8 | Dropped - Retired/Planned Retirement by 06/2028
Northern Westchester Hospital | 61378 | P | Combustion Turbine | New York | 1 | Dropped - Plant is identified as onsite because it is a net buyer of electricity in 2021
NYC-HH - CONEY ISLAND HOSPITAL | 61413 | GEN1 | Combustion Turbine | New York | 1.2 | Dropped - Plant is identified as onsite because it is a net buyer of electricity in 2021
NYC-HH - CONEY ISLAND HOSPITAL | 61413 | GEN2 | Combustion Turbine | New York | 1.3 | Dropped - Plant is identified as onsite because it is a net buyer of electricity in 2021
NYC-HH - CONEY ISLAND HOSPITAL | 61413 | GEN3 | Combustion Turbine | New York | 0.3 | Dropped - Plant is identified as onsite because it is a net buyer of electricity in 2021
NYC-HH - CONEY ISLAND HOSPITAL | 61413 | GEN4 | Combustion Turbine | New York | 0.3 | Dropped - Plant is identified as onsite because it is a net buyer of electricity in 2021
NY Times Daily Production Facility | 61414 | GEN1 | Combustion Turbine | New York | 2 | Dropped - Plant is identified as onsite because it is a net buyer of electricity in 2021
NY Times Daily Production Facility | 61414 | GEN2 | Combustion Turbine | New York | 2 | Dropped - Plant is identified as onsite because it is a net buyer of electricity in 2021
NY Times Daily Production Facility | 61414 | GEN3 | Combustion Turbine | New York | 2 | Dropped - Plant is identified as onsite because it is a net buyer of electricity in 2021
NY Times Daily Production Facility | 61414 | GEN4 | Combustion Turbine | New York | 2 | Dropped - Plant is identified as onsite because it is a net buyer of electricity in 2021
NY Times Daily Production Facility | 61414 | GEN5 | Combustion Turbine | New York | 2 | Dropped - Plant is identified as onsite because it is a net buyer of electricity in 2021
NY Times Daily Production Facility | 61414 | GEN6 | Combustion Turbine | New York | 2 | Dropped - Plant is identified as onsite because it is a net buyer of electricity in 2021
Mount Sinai Hospital | 61416 | AP1 | Combustion Turbine | New York | 1 | Dropped - Plant is identified as onsite because it is a net buyer of electricity in 2021
Mount Sinai Hospital | 61416 | AP2 | Combustion Turbine | New York | 1 | Dropped - Plant is identified as onsite because it is a net buyer of electricity in 2021
Mount Sinai Hospital | 61416 | AP3 | Combustion Turbine | New York | 1 | Dropped - Plant is identified as onsite because it is a net buyer of electricity in 2021
Mount Sinai Hospital | 61416 | AP4 | Combustion Turbine | New York | 1 | Dropped - Plant is identified as onsite because it is a net buyer of electricity in 2021
Mount Sinai Hospital | 61416 | AP5 | Combustion Turbine | New York | 1.5 | Dropped - Plant is identified as onsite because it is a net buyer of electricity in 2021
Mount Sinai Hospital | 61416 | AP6 | Combustion Turbine | New York | 1.5 | Dropped - Plant is identified as onsite because it is a net buyer of electricity in 2021
Mount Sinai Hospital | 61416 | CAM12 | Combustion Turbine | New York | 0.4 | Dropped - Plant is identified as onsite because it is a net buyer of electricity in 2021
Mount Sinai Hospital | 61416 | EB10 | Combustion Turbine | New York | 1.5 | Dropped - Plant is identified as onsite because it is a net buyer of electricity in 2021
Mount Sinai Hospital | 61416 | EB11 | Combustion Turbine | New York | 1.5 | Dropped - Plant is identified as onsite because it is a net buyer of electricity in 2021
Mount Sinai Hospital | 61416 | FPA15 | Combustion Turbine | New York | 0.6 | Dropped - Plant is identified as onsite because it is a net buyer of electricity in 2021
Mount Sinai Hospital | 61416 | GP7 | Combustion Turbine | New York | 0.9 | Dropped - Plant is identified as onsite because it is a net buyer of electricity in 2021
Mount Sinai Hospital | 61416 | GP8 | Combustion Turbine | New York | 0.9 | Dropped - Plant is identified as onsite because it is a net buyer of electricity in 2021
Mount Sinai Hospital | 61416 | GP9 | Combustion Turbine | New York | 0.9 | Dropped - Plant is identified as onsite because it is a net buyer of electricity in 2021
Mount Sinai Hospital | 61416 | HES13 | Combustion Turbine | New York | 2.5 | Dropped - Plant is identified as onsite because it is a net buyer of electricity in 2021
Mount Sinai Hospital | 61416 | HES14 | Combustion Turbine | New York | 2.5 | Dropped - Plant is identified as onsite because it is a net buyer of electricity in 2021
CoreSite Real Estate 55 S. Market Street | 61474 | G-1 | Combustion Turbine | California | 2 | Dropped - Plant is identified as onsite because it is a net buyer of electricity in 2021
CoreSite Real Estate 55 S. Market Street | 61474 | G-2 | Combustion Turbine | California | 2 | Dropped - Plant is identified as onsite because it is a net buyer of electricity in 2021
CoreSite Real Estate 55 S. Market Street | 61474 | G-3 | Combustion Turbine | California | 2 | Dropped - Plant is identified as onsite because it is a net buyer of electricity in 2021
CoreSite Real Estate 55 S. Market Street | 61474 | G-4 | Combustion Turbine | California | 2 | Dropped - Plant is identified as onsite because it is a net buyer of electricity in 2021
CoreSite Real Estate 1656 McCarthy, L.P. | 61475 | G-1 | Combustion Turbine | California | 1 | Dropped - Plant is identified as onsite because it is a net buyer of electricity in 2021
CoreSite Real Estate 1656 McCarthy, L.P. | 61475 | G-2 | Combustion Turbine | California | 1 | Dropped - Plant is identified as onsite because it is a net buyer of electricity in 2021
CoreSite Real Estate 1656 McCarthy, L.P. | 61475 | G-3 | Combustion Turbine | California | 1 | Dropped - Plant is identified as onsite because it is a net buyer of electricity in 2021
CoreSite Real Estate 1656 McCarthy, L.P. | 61475 | G-4 | Combustion Turbine | California | 1 | Dropped - Plant is identified as onsite because it is a net buyer of electricity in 2021
CoreSite Real Estate 1656 McCarthy, L.P. | 61475 | G-5 | Combustion Turbine | California | 1 | Dropped - Plant is identified as onsite because it is a net buyer of electricity in 2021
CoreSite Real Estate 2901 Coronado, L.P. | 61476 | G-1 | Combustion Turbine | California | 2 | Dropped - Plant is identified as onsite because it is a net buyer of electricity in 2021
CoreSite Real Estate 2901 Coronado, L.P. | 61476 | G-2 | Combustion Turbine | California | 2 | Dropped - Plant is identified as onsite because it is a net buyer of electricity in 2021
CoreSite Real Estate 2901 Coronado, L.P. | 61476 | G-3 | Combustion Turbine | California | 2 | Dropped - Plant is identified as onsite because it is a net buyer of electricity in 2021
CoreSite Real Estate 2901 Coronado, L.P. | 61476 | G-4 | Combustion Turbine | California | 2 | Dropped - Plant is identified as onsite because it is a net buyer of electricity in 2021
CoreSite Real Estate 2901 Coronado, L.P. | 61476 | G-5 | Combustion Turbine | California | 2 | Dropped - Plant is identified as onsite because it is a net buyer of electricity in 2021
CoreSite Real Estate 3032 Coronado, L.P. | 61482 | G-1 | Combustion Turbine | California | 3 | Dropped - Plant is identified as onsite because it is a net buyer of electricity in 2021
CoreSite Real Estate 3032 Coronado, L.P. | 61482 | G-10 | Combustion Turbine | California | 3 | Dropped - Plant is identified as onsite because it is a net buyer of electricity in 2021
CoreSite Real Estate 3032 Coronado, L.P. | 61482 | G-2 | Combustion Turbine | California | 3 | Dropped - Plant is identified as onsite because it is a net buyer of electricity in 2021
CoreSite Real Estate 3032 Coronado, L.P. | 61482 | G-3 | Combustion Turbine | California | 3 | Dropped - Plant is identified as onsite because it is a net buyer of electricity in 2021
CoreSite Real Estate 3032 Coronado, L.P. | 61482 | G-4 | Combustion Turbine | California | 3 | Dropped - Plant is identified as onsite because it is a net buyer of electricity in 2021
CoreSite Real Estate 3032 Coronado, L.P. | 61482 | G-5 | Combustion Turbine | California | 3 | Dropped - Plant is identified as onsite because it is a net buyer of electricity in 2021
CoreSite Real Estate 3032 Coronado, L.P. | 61482 | G-6 | Combustion Turbine | California | 3 | Dropped - Plant is identified as onsite because it is a net buyer of electricity in 2021
CoreSite Real Estate 3032 Coronado, L.P. | 61482 | G-7 | Combustion Turbine | California | 3 | Dropped - Plant is identified as onsite because it is a net buyer of electricity in 2021
CoreSite Real Estate 3032 Coronado, L.P. | 61482 | G-8 | Combustion Turbine | California | 3 | Dropped - Plant is identified as onsite because it is a net buyer of electricity in 2021
CoreSite Real Estate 3032 Coronado, L.P. | 61482 | G-9 | Combustion Turbine | California | 3 | Dropped - Plant is identified as onsite because it is a net buyer of electricity in 2021
NYU LANGONE HEALTH | 61488 | ENB1 | Combustion Turbine | New York | 2.7 | Dropped - Plant is identified as onsite because it is a net buyer of electricity in 2021
NYU LANGONE HEALTH | 61488 | ENB2 | Combustion Turbine | New York | 2.7 | Dropped - Plant is identified as onsite because it is a net buyer of electricity in 2021
NYU LANGONE HEALTH | 61488 | ENB3 | Combustion Turbine | New York | 0.3 | Dropped - Plant is identified as onsite because it is a net buyer of electricity in 2021
NYU LANGONE HEALTH | 61488 | GT | Combustion Turbine | New York | 7.5 | Dropped - Plant is identified as onsite because it is a net buyer of electricity in 2021
NYU LANGONE HEALTH | 61488 | HCC1 | Combustion Turbine | New York | 1 | Dropped - Plant is identified as onsite because it is a net buyer of electricity in 2021
NYU LANGONE HEALTH | 61488 | KML1 | Combustion Turbine | New York | 2.5 | Dropped - Plant is identified as onsite because it is a net buyer of electricity in 2021
NYU LANGONE HEALTH | 61488 | KML2 | Combustion Turbine | New York | 2.5 | Dropped - Plant is identified as onsite because it is a net buyer of electricity in 2021
NYU LANGONE HEALTH | 61488 | KML3 | Combustion Turbine | New York | 2.5 | Dropped - Plant is identified as onsite because it is a net buyer of electricity in 2021
NYU LANGONE HEALTH | 61488 | SCI1 | Combustion Turbine | New York | 0.4 | Dropped - Plant is identified as onsite because it is a net buyer of electricity in 2021
NYU LANGONE HEALTH | 61488 | SCI2 | Combustion Turbine | New York | 0.4 | Dropped - Plant is identified as onsite because it is a net buyer of electricity in 2021
NYU LANGONE HEALTH | 61488 | SKB1 | Combustion Turbine | New York | 1.3 | Dropped - Plant is identified as onsite because it is a net buyer of electricity in 2021
NYU LANGONE HEALTH | 61488 | SMB1 | Combustion Turbine | New York | 1.4 | Dropped - Plant is identified as onsite because it is a net buyer of electricity in 2021
NYU LANGONE HEALTH | 61488 | SMB2 | Combustion Turbine | New York | 1.4 | Dropped - Plant is identified as onsite because it is a net buyer of electricity in 2021
Fort Hays State University Wind Farm | 61540 | WIND1 | Onshore Wind | Kansas | 2 | Dropped - Plant is identified as onsite because it is a net buyer of electricity in 2021
Fort Hays State University Wind Farm | 61540 | WIND2 | Onshore Wind | Kansas | 2 | Dropped - Plant is identified as onsite because it is a net buyer of electricity in 2021
Good Samaritan Hospital | 61551 | EGEN1 | Combustion Turbine | New York | 1 | Dropped - Plant is identified as onsite because it is a net buyer of electricity in 2021
Good Samaritan Hospital | 61551 | EGEN2 | Combustion Turbine | New York | 0.7 | Dropped - Plant is identified as onsite because it is a net buyer of electricity in 2021
Good Samaritan Hospital | 61551 | EGEN3 | Combustion Turbine | New York | 0.2 | Dropped - Plant is identified as onsite because it is a net buyer of electricity in 2021
Woodhull Hospital | 61567 | EGEN1 | Combustion Turbine | New York | 1.5 | Dropped - Plant is identified as onsite because it is a net buyer of electricity in 2021
Woodhull Hospital | 61567 | EGEN2 | Combustion Turbine | New York | 1.5 | Dropped - Plant is identified as onsite because it is a net buyer of electricity in 2021
Woodhull Hospital | 61567 | EGEN3 | Combustion Turbine | New York | 2 | Dropped - Plant is identified as onsite because it is a net buyer of electricity in 2021
Woodhull Hospital | 61567 | EGEN4 | Combustion Turbine | New York | 2 | Dropped - Plant is identified as onsite because it is a net buyer of electricity in 2021
Woodhull Hospital | 61567 | EGEN5 | Combustion Turbine | New York | 1 | Dropped - Plant is identified as onsite because it is a net buyer of electricity in 2021
The Allen Hospital | 61568 | EGEN1 | Combustion Turbine | New York | 1 | Dropped - Plant is identified as onsite because it is a net buyer of electricity in 2021
Mount Sinai Beth Israel | 61569 | EGEN1 | Combustion Turbine | New York | 0.2 | Dropped - Plant is identified as onsite because it is a net buyer of electricity in 2021
Mount Sinai Beth Israel | 61569 | EGEN2 | Combustion Turbine | New York | 0.3 | Dropped - Plant is identified as onsite because it is a net buyer of electricity in 2021
Mount Sinai Beth Israel | 61569 | EGEN4 | Combustion Turbine | New York | 0.3 | Dropped - Plant is identified as onsite because it is a net buyer of electricity in 2021
Mount Sinai Beth Israel | 61569 | EGEN5 | Combustion Turbine | New York | 0.2 | Dropped - Plant is identified as onsite because it is a net buyer of electricity in 2021
Mount Sinai Beth Israel | 61569 | EGEN7 | Combustion Turbine | New York | 0.8 | Dropped - Plant is identified as onsite because it is a net buyer of electricity in 2021
Mount Sinai Beth Israel | 61569 | EGEN8 | Combustion Turbine | New York | 0.8 | Dropped - Plant is identified as onsite because it is a net buyer of electricity in 2021
Mount Sinai Beth Israel | 61569 | EGEN9 | Combustion Turbine | New York | 0.9 | Dropped - Plant is identified as onsite because it is a net buyer of electricity in 2021
Mount Sinai Beth Israel | 61569 | GEN10 | Combustion Turbine | New York | 1 | Dropped - Plant is identified as onsite because it is a net buyer of electricity in 2021
Klawock Power Generation Station | 61684 | 1 | Combustion Turbine | Alaska | 2.5 | Dropped - in Alaska or in Hawaii or Puerto Rico
Slana Generating Station | 61685 | 1 | Combustion Turbine | Alaska | 0.4 | Dropped - in Alaska or in Hawaii or Puerto Rico
Slana Generating Station | 61685 | 2 | Combustion Turbine | Alaska | 0.4 | Dropped - in Alaska or in Hawaii or Puerto Rico
Slana Generating Station | 61685 | 4 | Combustion Turbine | Alaska | 0.4 | Dropped - in Alaska or in Hawaii or Puerto Rico
Lockheed Martin Solar | 61694 | SOLAR | Solar PV | Florida | 1.9 | Dropped - Plant is identified as onsite because it is a net buyer of electricity in 2021
Sikorsky Aircraft CHP | 61703 | PV-1 | Solar PV | Connecticut | 0.1 | Dropped - Plant is identified as onsite because it is a net buyer of electricity in 2021
Sikorsky Aircraft CHP | 61703 | STG-1 | O/G Steam | Connecticut | 0.6 | Dropped - Plant is identified as onsite because it is a net buyer of electricity in 2021
Sikorsky Aircraft CHP | 61703 | TG-1 | Combustion Turbine | Connecticut | 10.3 | Dropped - Plant is identified as onsite because it is a net buyer of electricity in 2021
HEBT WLA 1 | 61721 | WLA01 | Energy Storage | California | 1 | Dropped - Plant is identified as onsite because it is a net buyer of electricity in 2021
Lockheed Martin RMS Syracuse | 61739 | SYR1 | Energy Storage | New York | 1 | Dropped - Retired/Planned Retirement by 06/2028
Douglas County Forest Products | 61761 | GEN-1 | Biomass | Oregon | 6.3 | Dropped - Plant is identified as onsite because it is a net buyer of electricity in 2021
IKEA Oak Creek Rooftop PV System | 61816 | PV1 | Solar PV | Wisconsin | 1.2 | Dropped - Plant is identified as onsite because it is a net buyer of electricity in 2021
IKEA Conshohocken Rooftop PV System | 61819 | 211 | Solar PV | Pennsylvania | 1 | Dropped - Plant is identified as onsite because it is a net buyer of electricity in 2021
IKEA New Haven Rooftop PV & Fuel Cell | 61820 | 213FC | Fuel Cell | Connecticut | 0.3 | Dropped - Plant is identified as onsite because it is a net buyer of electricity in 2021
IKEA New Haven Rooftop PV & Fuel Cell | 61820 | 213PV | Solar PV | Connecticut | 0.8 | Dropped - Plant is identified as onsite because it is a net buyer of electricity in 2021
IKEA Jacksonville Rooftop PV System | 61821 | PV1 | Solar PV | Florida | 1.4 | Dropped - Plant is identified as onsite because it is a net buyer of electricity in 2021
Cleveland Thermal | 61838 | ST1 | O/G Steam | Ohio | 0.5 | Dropped - Plant is identified as onsite because it is a net buyer of electricity in 2021
Cleveland Thermal | 61838 | ST2 | O/G Steam | Ohio | 0.5 | Dropped - Plant is identified as onsite because it is a net buyer of electricity in 2021
Toray Plastic America's CHP Plant | 61857 | CG1 | Combustion Turbine | Rhode Island | 6.8 | Dropped - Plant is identified as onsite because it is a net buyer of electricity in 2021
Toray Plastic America's CHP Plant | 61857 | KG12 | Combustion Turbine | Rhode Island | 5 | Dropped - Plant is identified as onsite because it is a net buyer of electricity in 2021
Toray Plastic America's CHP Plant | 61857 | KG18 | Combustion Turbine | Rhode Island | 7.5 | Dropped - Plant is identified as onsite because it is a net buyer of electricity in 2021
National Raisin | 61894 | CR1 | Solar PV | California | 0.9 | Dropped - Plant is identified as onsite because it is a net buyer of electricity in 2021
National Raisin | 61894 | CR2 | Solar PV | California | 0.8 | Dropped - Plant is identified as onsite because it is a net buyer of electricity in 2021
National Raisin | 61894 | CR3 | Solar PV | California | 0.5 | Dropped - Plant is identified as onsite because it is a net buyer of electricity in 2021
National Raisin | 61894 | CR4 | Solar PV | California | 0.3 | Dropped - Plant is identified as onsite because it is a net buyer of electricity in 2021
Georgia-Pacific Taylorsville Plywood | 61927 | CTG1 | Combustion Turbine | Mississippi | 6.2 | Dropped - Plant is identified as onsite because it is a net buyer of electricity in 2021
West Loch Solar One | 61987 | WLS1 | Solar PV | Hawaii | 20 | Dropped - in Alaska or in Hawaii or Puerto Rico
The Bank of New York | 62001 | 6087K | Combustion Turbine | New York | 1.2 | Dropped - Plant is identified as onsite because it is a net buyer of electricity in 2021
The Bank of New York | 62001 | 6187H | Combustion Turbine | New York | 1.2 | Dropped - Plant is identified as onsite because it is a net buyer of electricity in 2021
The Bank of New York | 62001 | 6287P | Combustion Turbine | New York | 1.2 | Dropped - Plant is identified as onsite because it is a net buyer of electricity in 2021
The Bank of New York | 62001 | 8587X | Combustion Turbine | New York | 1.2 | Dropped - Plant is identified as onsite because it is a net buyer of electricity in 2021
The Bank of New York | 62001 | 8687N | Combustion Turbine | New York | 1.2 | Dropped - Plant is identified as onsite because it is a net buyer of electricity in 2021
The Bank of New York | 62001 | 8887H | Combustion Turbine | New York | 1.2 | Dropped - Plant is identified as onsite because it is a net buyer of electricity in 2021
Brooklyn Hospital Center | 62002 | 400DF | Combustion Turbine | New York | 0.4 | Dropped - Plant is identified as onsite because it is a net buyer of electricity in 2021
Brooklyn Hospital Center | 62002 | 500RE | Combustion Turbine | New York | 0.5 | Dropped - Plant is identified as onsite because it is a net buyer of electricity in 2021
Brooklyn Hospital Center | 62002 | SR4 | Combustion Turbine | New York | 0.5 | Dropped - Plant is identified as onsite because it is a net buyer of electricity in 2021
Saint Catherine of Siena Medical Center | 62003 | 5FPX4 | Combustion Turbine | New York | 0.4 | Dropped - Plant is identified as onsite because it is a net buyer of electricity in 2021
Saint Catherine of Siena Medical Center | 62003 | 855G3 | Combustion Turbine | New York | 0.4 | Dropped - Plant is identified as onsite because it is a net buyer of electricity in 2021
Saint Catherine of Siena Medical Center | 62003 | D400F | Combustion Turbine | New York | 0.4 | Dropped - Plant is identified as onsite because it is a net buyer of electricity in 2021
Saint Catherine of Siena Medical Center | 62003 | DFG65 | Combustion Turbine | New York | 0.2 | Dropped - Plant is identified as onsite because it is a net buyer of electricity in 2021
Saint Catherine of Siena Medical Center | 62003 | E4486 | Combustion Turbine | New York | 0.4 | Dropped - Plant is identified as onsite because it is a net buyer of electricity in 2021
Kingsbrook Jewish Medical Center | 62050 | SR4 | Combustion Turbine | New York | 0.6 | Dropped - Plant is identified as onsite because it is a net buyer of electricity in 2021
Kingsbrook Jewish Medical Center | 62050 | TPSDM | Combustion Turbine | New York | 1 | Dropped - Plant is identified as onsite because it is a net buyer of electricity in 2021
Kingsbrook Jewish Medical Center | 62050 | VHP59 | Combustion Turbine | New York | 1 | Dropped - Plant is identified as onsite because it is a net buyer of electricity in 2021
St Johns Riverside Hospital | 62051 | EG200 | Combustion Turbine | New York | 0.2 | Dropped - Plant is identified as onsite because it is a net buyer of electricity in 2021
St Johns Riverside Hospital | 62051 | EG300 | Combustion Turbine | New York | 0.3 | Dropped - Plant is identified as onsite because it is a net buyer of electricity in 2021
St Johns Riverside Hospital | 62051 | EG400 | Combustion Turbine | New York | 0.4 | Dropped - Plant is identified as onsite because it is a net buyer of electricity in 2021
St Johns Riverside Hospital | 62051 | EG650 | Combustion Turbine | New York | 0.7 | Dropped - Plant is identified as onsite because it is a net buyer of electricity in 2021
St Johns Riverside Hospital | 62051 | EG750 | Combustion Turbine | New York | 0.8 | Dropped - Plant is identified as onsite because it is a net buyer of electricity in 2021
Clif Bar Bakery of Twin Falls | 62151 | PV1 | Solar PV | Idaho | 2 | Dropped - Plant is identified as onsite because it is a net buyer of electricity in 2021
IKEA Live Oak Rooftop PV System | 62152 | 570 | Solar PV | Texas | 1.7 | Dropped - Plant is identified as onsite because it is a net buyer of electricity in 2021
4710 Hosting | 62162 | 4710 | Combustion Turbine | Minnesota | 5 | Dropped - Plant is identified as onsite because it is a net buyer of electricity in 2021
Maimonides Medical Center | 62174 | 625DI | Combustion Turbine | New York | 0.5 | Dropped - Plant is identified as onsite because it is a net buyer of electricity in 2021
Maimonides Medical Center | 62174 | CM500 | Combustion Turbine | New York | 0.5 | Dropped - Plant is identified as onsite because it is a net buyer of electricity in 2021
Maimonides Medical Center | 62174 | CM800 | Combustion Turbine | New York | 0.8 | Dropped - Plant is identified as onsite because it is a net buyer of electricity in 2021
Maimonides Medical Center | 62174 | CM900 | Combustion Turbine | New York | 0.9 | Dropped - Plant is identified as onsite because it is a net buyer of electricity in 2021
Maimonides Medical Center | 62174 | CN900 | Combustion Turbine | New York | 0.9 | Dropped - Plant is identified as onsite because it is a net buyer of electricity in 2021
Maimonides Medical Center | 62174 | ON300 | Combustion Turbine | New York | 0.3 | Dropped - Plant is identified as onsite because it is a net buyer of electricity in 2021
Berry NMW Cogens | 62176 | 21Z | Combustion Turbine | California | 5.7 | Dropped - Plant is identified as onsite because it is a net buyer of electricity in 2021
Berry NMW Cogens | 62176 | PF | Combustion Turbine | California | 5.7 | Dropped - Plant is identified as onsite because it is a net buyer of electricity in 2021
NYC-HH-New Bellevue Hospital | 62250 | CAT15 | Combustion Turbine | New York | 1.5 | Dropped - Plant is identified as onsite because it is a net buyer of electricity in 2021
NYC-HH-New Bellevue Hospital | 62250 | CAT2H | Combustion Turbine | New York | 0.8 | Dropped - Plant is identified as onsite because it is a net buyer of electricity in 2021
NYC-HH-New Bellevue Hospital | 62250 | CAT2M | Combustion Turbine | New York | 0.8 | Dropped - Plant is identified as onsite because it is a net buyer of electricity in 2021
NYC-HH-New Bellevue Hospital | 62250 | CAT2X | Combustion Turbine | New York | 0.8 | Dropped - Plant is identified as onsite because it is a net buyer of electricity in 2021
NYC-HH-New Bellevue Hospital | 62250 | CAT2Y | Combustion Turbine | New York | 0.8 | Dropped - Plant is identified as onsite because it is a net buyer of electricity in 2021
NYC-HH-New Bellevue Hospital | 62250 | CAT6M | Combustion Turbine | New York | 0.6 | Dropped - Plant is identified as onsite because it is a net buyer of electricity in 2021
NYC-HH-New Bellevue Hospital | 62250 | CAT6P | Combustion Turbine | New York | 0.6 | Dropped - Plant is identified as onsite because it is a net buyer of electricity in 2021
NYC-HH-New Bellevue Hospital | 62250 | CUM6Z | Combustion Turbine | New York | 0.9 | Dropped - Plant is identified as onsite because it is a net buyer of electricity in 2021
NYC-HH-New Bellevue Hospital | 62250 | RUD3R | Combustion Turbine | New York | 0.7 | Dropped - Plant is identified as onsite because it is a net buyer of electricity in 2021
Westchester County Medical Center | 62270 | CAT04 | Combustion Turbine | New York | 0.7 | Dropped - Plant is identified as onsite because it is a net buyer of electricity in 2021
Westchester County Medical Center | 62270 | CAT2C | Combustion Turbine | New York | 1.5 | Dropped - Plant is identified as onsite because it is a net buyer of electricity in 2021
Westchester County Medical Center | 62270 | CATH1 | Combustion Turbine | New York | 1.3 | Dropped - Plant is identified as onsite because it is a net buyer of electricity in 2021
Westchester County Medical Center | 62270 | CATH2 | Combustion Turbine | New York | 1.3 | Dropped - Plant is identified as onsite because it is a net buyer of electricity in 2021
Westchester County Medical Center | 62270 | CATN1 | Combustion Turbine | New York | 0.7 | Dropped - Plant is identified as onsite because it is a net buyer of electricity in 2021
Westchester County Medical Center | 62270 | CATN2 | Combustion Turbine | New York | 0.7 | Dropped - Plant is identified as onsite because it is a net buyer of electricity in 2021
Westchester County Medical Center | 62270 | CATN3 | Combustion Turbine | New York | 0.7 | Dropped - Plant is identified as onsite because it is a net buyer of electricity in 2021
Westchester County Medical Center | 62270 | CATR3 | Combustion Turbine | New York | 0.6 | Dropped - Plant is identified as onsite because it is a net buyer of electricity in 2021
Westchester County Medical Center | 62270 | CATR4 | Combustion Turbine | New York | 0.3 | Dropped - Plant is identified as onsite because it is a net buyer of electricity in 2021
Westchester County Medical Center | 62270 | CUM37 | Combustion Turbine | New York | 0.4 | Dropped - Plant is identified as onsite because it is a net buyer of electricity in 2021
Westchester County Medical Center | 62270 | DT080 | Combustion Turbine | New York | 0.5 | Dropped - Plant is identified as onsite because it is a net buyer of electricity in 2021
Westchester County Medical Center | 62270 | DT250 | Combustion Turbine | New York | 0.3 | Dropped - Plant is identified as onsite because it is a net buyer of electricity in 2021
Westchester County Medical Center | 62270 | DT500 | Combustion Turbine | New York | 0.5 | Dropped - Plant is identified as onsite because it is a net buyer of electricity in 2021
NYPH-Queens | 62271 | PB809 | Combustion Turbine | New York | 0.9 | Dropped - Plant is identified as onsite because it is a net buyer of electricity in 2021
NYPH-Queens | 62271 | PB909 | Combustion Turbine | New York | 0.9 | Dropped - Plant is identified as onsite because it is a net buyer of electricity in 2021
NYPH-Queens | 62271 | PR601 | Combustion Turbine | New York | 0.9 | Dropped - Plant is identified as onsite because it is a net buyer of electricity in 2021
NYPH-Queens | 62271 | PR602 | Combustion Turbine | New York | 0.9 | Dropped - Plant is identified as onsite because it is a net buyer of electricity in 2021
NYPH-Queens | 62271 | PR816 | Combustion Turbine | New York | 0.9 | Dropped - Plant is identified as onsite because it is a net buyer of electricity in 2021
Western Sugar Cooperative - Billings | 62319 | 1 | Coal Steam | Montana | 1.5 | Dropped - Plant is identified as onsite because it is a net buyer of electricity in 2021
IKEA Norfolk Rooftop PV System | 62355 | 569PV | Solar PV | Virginia | 1.3 | Dropped - Plant is identified as onsite because it is a net buyer of electricity in 2021
NYP-Lower Manhattan Hospital | 62366 | CATR4 | Combustion Turbine | New York | 1.5 | Dropped - Plant is identified as onsite because it is a net buyer of electricity in 2021
Albert Einstein College of Medicine | 62398 | CM111 | Combustion Turbine | New York | 0.2 | Dropped - Plant is identified as onsite because it is a net buyer of electricity in 2021
Albert Einstein College of Medicine | 62398 | CM454 | Combustion Turbine | New York | 0.5 | Dropped - Plant is identified as onsite because it is a net buyer of electricity in 2021
Albert Einstein College of Medicine | 62398 | CP035 | Combustion Turbine | New York | 1 | Dropped - Plant is identified as onsite because it is a net buyer of electricity in 2021
Albert Einstein College of Medicine | 62398 | CP643 | Combustion Turbine | New York | 0.2 | Dropped - Plant is identified as onsite because it is a net buyer of electricity in 2021
Albert Einstein College of Medicine | 62398 | CP703 | Combustion Turbine | New York | 0.5 | Dropped - Plant is identified as onsite because it is a net buyer of electricity in 2021
Albert Einstein College of Medicine | 62398 | CP810 | Combustion Turbine | New York | 0.7 | Dropped - Plant is identified as onsite because it is a net buyer of electricity in 2021
Albert Einstein College of Medicine | 62398 | CP919 | Combustion Turbine | New York | 0.1 | Dropped - Plant is identified as onsite because it is a net buyer of electricity in 2021
Albert Einstein College of Medicine | 62398 | CP922 | Combustion Turbine | New York | 0.5 | Dropped - Plant is identified as onsite because it is a net buyer of electricity in 2021
Albert Einstein College of Medicine | 62398 | CP925 | Combustion Turbine | New York | 0.9 | Dropped - Plant is identified as onsite because it is a net buyer of electricity in 2021
Albert Einstein College of Medicine | 62398 | CP961 | Combustion Turbine | New York | 1.8 | Dropped - Plant is identified as onsite because it is a net buyer of electricity in 2021
Albert Einstein College of Medicine | 62398 | CP962 | Combustion Turbine | New York | 1.8 | Dropped - Plant is identified as onsite because it is a net buyer of electricity in 2021
Albert Einstein College of Medicine | 62398 | WK259 | Combustion Turbine | New York | 0.2 | Dropped - Plant is identified as onsite because it is a net buyer of electricity in 2021
NYP-Hudson Valley Hospital Center | 62421 | 600CP | Combustion Turbine | New York | 0.6 | Dropped - Plant is identified as onsite because it is a net buyer of electricity in 2021
NYP-Hudson Valley Hospital Center | 62421 | 600OE | Combustion Turbine | New York | 0.6 | Dropped - Plant is identified as onsite because it is a net buyer of electricity in 2021
NYP-Hudson Valley Hospital Center | 62421 | 750RX | Combustion Turbine | New York | 0.8 | Dropped - Plant is identified as onsite because it is a net buyer of electricity in 2021
NYP-Hudson Valley Hospital Center | 62421 | TER | Combustion Turbine | New York | 0.1 | Dropped - Plant is identified as onsite because it is a net buyer of electricity in 2021
Regeneron Pharmaceuticals Inc. | 62423 | 735G1 | Combustion Turbine | New York | 1.5 | Dropped - Plant is identified as onsite because it is a net buyer of electricity in 2021
Regeneron Pharmaceuticals Inc. | 62423 | 735G2 | Combustion Turbine | New York | 1 | Dropped - Plant is identified as onsite because it is a net buyer of electricity in 2021
Regeneron Pharmaceuticals Inc. | 62423 | 745G1 | Combustion Turbine | New York | 1.5 | Dropped - Plant is identified as onsite because it is a net buyer of electricity in 2021
Regeneron Pharmaceuticals Inc. | 62423 | 745G2 | Combustion Turbine | New York | 1.5 | Dropped - Plant is identified as onsite because it is a net buyer of electricity in 2021
Regeneron Pharmaceuticals Inc. | 62423 | 765G1 | Combustion Turbine | New York | 2.5 | Dropped - Plant is identified as onsite because it is a net buyer of electricity in 2021
Regeneron Pharmaceuticals Inc. | 62423 | 765G2 | Combustion Turbine | New York | 2 | Dropped - Plant is identified as onsite because it is a net buyer of electricity in 2021
Regeneron Pharmaceuticals Inc. | 62423 | 771NG | Combustion Turbine | New York | 0.8 | Dropped - Plant is identified as onsite because it is a net buyer of electricity in 2021
Regeneron Pharmaceuticals Inc. | 62423 | 777G1 | Combustion Turbine | New York | 1 | Dropped - Plant is identified as onsite because it is a net buyer of electricity in 2021
Regeneron Pharmaceuticals Inc. | 62423 | 777G2 | Combustion Turbine | New York | 2.5 | Dropped - Plant is identified as onsite because it is a net buyer of electricity in 2021
Regeneron Pharmaceuticals Inc. | 62423 | 785G1 | Combustion Turbine | New York | 1 | Dropped - Plant is identified as onsite because it is a net buyer of electricity in 2021
Regeneron Pharmaceuticals Inc. | 62423 | 795G1 | Combustion Turbine | New York | 2 | Dropped - Plant is identified as onsite because it is a net buyer of electricity in 2021
Regeneron Pharmaceuticals Inc. | 62423 | 795G2 | Combustion Turbine | New York | 2 | Dropped - Plant is identified as onsite because it is a net buyer of electricity in 2021
Heller 400M | 62438 | A | Solar PV | New Jersey | 0.8 | Dropped - Retired/Planned Retirement by 06/2028
Heller 400M | 62438 | B | Solar PV | New Jersey | 0.2 | Dropped - Retired/Planned Retirement by 06/2028
Heller 400M | 62438 | C | Solar PV | New Jersey | 0.2 | Dropped - Retired/Planned Retirement by 06/2028
JLL-One Rockwood Road | 62446 | EGEN1 | Combustion Turbine | New York | 1.5 | Dropped - Plant is identified as onsite because it is a net buyer of electricity in 2021
JLL-One Rockwood Road | 62446 | EGEN2 | Combustion Turbine | New York | 1.5 | Dropped - Plant is identified as onsite because it is a net buyer of electricity in 2021
Mount Sinai South Nassau Hospital | 62447 | 3 | Combustion Turbine | New York | 1 | Dropped - Plant is identified as onsite because it is a net buyer of electricity in 2021
Mount Sinai South Nassau Hospital | 62447 | 4 | Combustion Turbine | New York | 1 | Dropped - Plant is identified as onsite because it is a net buyer of electricity in 2021
Kimberly Clark Mobile - CHP Plant | 62449 | GT100 | Combustion Turbine | Alabama | 21.8 | Dropped - Plant is identified as onsite because it is a net buyer of electricity in 2021
Kimberly Clark Mobile - CHP Plant | 62449 | GT200 | Combustion Turbine | Alabama | 21.8 | Dropped - Plant is identified as onsite because it is a net buyer of electricity in 2021
St. Johns Episcopal Hospital | 62450 | CT205 | Combustion Turbine | New York | 0.2 | Dropped - Plant is identified as onsite because it is a net buyer of electricity in 2021
St. Johns Episcopal Hospital | 62450 | F1040 | Combustion Turbine | New York | 1 | Dropped - Plant is identified as onsite because it is a net buyer of electricity in 2021
St. Joseph Hospital | 62452 | CT250 | Combustion Turbine | New York | 0.3 | Dropped - Plant is identified as onsite because it is a net buyer of electricity in 2021
St. Joseph Hospital | 62452 | CT750 | Combustion Turbine | New York | 0.8 | Dropped - Plant is identified as onsite because it is a net buyer of electricity in 2021
Mt.Sinai-St.Lukes Roosevelt Hosp. Center | 62453 | CT250 | Combustion Turbine | New York | 0.3 | Dropped - Plant is identified as onsite because it is a net buyer of electricity in 2021
Mt.Sinai-St.Lukes Roosevelt Hosp. Center | 62453 | CT750 | Combustion Turbine | New York | 0.8 | Dropped - Plant is identified as onsite because it is a net buyer of electricity in 2021
Mt.Sinai-St.Lukes Roosevelt Hosp. Center | 62453 | EG1 | Combustion Turbine | New York | 0.3 | Dropped - Plant is identified as onsite because it is a net buyer of electricity in 2021
Mt.Sinai-St.Lukes Roosevelt Hosp. Center | 62453 | EG2 | Combustion Turbine | New York | 0.3 | Dropped - Plant is identified as onsite because it is a net buyer of electricity in 2021
Mt.Sinai-St.Lukes Roosevelt Hosp. Center | 62453 | EG3 | Combustion Turbine | New York | 2.5 | Dropped - Plant is identified as onsite because it is a net buyer of electricity in 2021
Mt.Sinai-St.Lukes Roosevelt Hosp. Center | 62453 | EG4 | Combustion Turbine | New York | 2.5 | Dropped - Plant is identified as onsite because it is a net buyer of electricity in 2021
Montefiore Mount Vernon Hospital | 62589 | CONP7 | Combustion Turbine | New York | 0.4 | Dropped - Plant is identified as onsite because it is a net buyer of electricity in 2021
Montefiore Mount Vernon Hospital | 62589 | DETR4 | Combustion Turbine | New York | 0.7 | Dropped - Plant is identified as onsite because it is a net buyer of electricity in 2021
Rockland Bakery Inc. | 62619 | CAT1 | Combustion Turbine | New York | 0.3 | Dropped - Plant is identified as onsite because it is a net buyer of electricity in 2021
Rockland Bakery Inc. | 62619 | CAT2 | Combustion Turbine | New York | 0.3 | Dropped - Plant is identified as onsite because it is a net buyer of electricity in 2021
Rockland Bakery Inc. | 62619 | CAT3 | Combustion Turbine | New York | 0.3 | Dropped - Plant is identified as onsite because it is a net buyer of electricity in 2021
Rockland Bakery Inc. | 62619 | CATE4 | Combustion Turbine | New York | 0.7 | Dropped - Plant is identified as onsite because it is a net buyer of electricity in 2021
Overlook Medical Center | 62622 | CHPS3 | Combustion Turbine | New Jersey | 2 | Dropped - Plant is identified as onsite because it is a net buyer of electricity in 2021
Epic Verona | 62676 | G101 | Combustion Turbine | Wisconsin | 2.3 | Dropped - Plant is identified as onsite because it is a net buyer of electricity in 2021
Epic Verona | 62676 | G102 | Combustion Turbine | Wisconsin | 2.3 | Dropped - Plant is identified as onsite because it is a net buyer of electricity in 2021
Epic Verona | 62676 | G103 | Combustion Turbine | Wisconsin | 2.3 | Dropped - Plant is identified as onsite because it is a net buyer of electricity in 2021
Epic Verona | 62676 | G104 | Combustion Turbine | Wisconsin | 2.3 | Dropped - Plant is identified as onsite because it is a net buyer of electricity in 2021
Epic Verona | 62676 | G105 | Combustion Turbine | Wisconsin | 2.3 | Dropped - Plant is identified as onsite because it is a net buyer of electricity in 2021
Epic Verona | 62676 | G202 | Combustion Turbine | Wisconsin | 2.3 | Dropped - Plant is identified as onsite because it is a net buyer of electricity in 2021
Epic Verona | 62676 | G203 | Combustion Turbine | Wisconsin | 2.3 | Dropped - Plant is identified as onsite because it is a net buyer of electricity in 2021
Epic Verona | 62676 | G204 | Combustion Turbine | Wisconsin | 2.3 | Dropped - Plant is identified as onsite because it is a net buyer of electricity in 2021
Epic Verona | 62676 | G205 | Combustion Turbine | Wisconsin | 2.3 | Dropped - Plant is identified as onsite because it is a net buyer of electricity in 2021
Epic Verona | 62676 | G206 | Combustion Turbine | Wisconsin | 2.3 | Dropped - Plant is identified as onsite because it is a net buyer of electricity in 2021
Epic Verona | 62676 | G207 | Combustion Turbine | Wisconsin | 2.3 | Dropped - Plant is identified as onsite because it is a net buyer of electricity in 2021
Epic Verona | 62676 | G208 | Combustion Turbine | Wisconsin | 2.3 | Dropped - Plant is identified as onsite because it is a net buyer of electricity in 2021
Epic Verona | 62676 | G209 | Combustion Turbine | Wisconsin | 2.3 | Dropped - Plant is identified as onsite because it is a net buyer of electricity in 2021
Epic Verona | 62676 | G210 | Combustion Turbine | Wisconsin | 2.3 | Dropped - Plant is identified as onsite because it is a net buyer of electricity in 2021
Epic Verona | 62676 | G211 | Combustion Turbine | Wisconsin | 2.3 | Dropped - Plant is identified as onsite because it is a net buyer of electricity in 2021
Epic Verona | 62676 | G301 | Combustion Turbine | Wisconsin | 2.3 | Dropped - Plant is identified as onsite because it is a net buyer of electricity in 2021
Epic Verona | 62676 | G302 | Combustion Turbine | Wisconsin | 2.3 | Dropped - Plant is identified as onsite because it is a net buyer of electricity in 2021
Epic Verona | 62676 | G303 | Combustion Turbine | Wisconsin | 2.3 | Dropped - Plant is identified as onsite because it is a net buyer of electricity in 2021
Epic Verona | 62676 | PV | Solar PV | Wisconsin | 1.8 | Dropped - Plant is identified as onsite because it is a net buyer of electricity in 2021
IKEA Canton Rooftop PV System | 62677 | 26A | Solar PV | Michigan | 0.8 | Dropped - Plant is identified as onsite because it is a net buyer of electricity in 2021
IKEA Canton Rooftop PV System | 62677 | 26B | Solar PV | Michigan | 0.2 | Dropped - Plant is identified as onsite because it is a net buyer of electricity in 2021
Eyak Service Center BESS | 62714 | BESS1 | Energy Storage | Alaska | 1 | Dropped - in Alaska or in Hawaii or Puerto Rico
Harbec Energy | 62736 | 250KW | Onshore Wind | New York | 0.3 | Dropped - Units whose status are "OS" or "RE" for the past 3 consecutive years
Harbec Energy | 62736 | 850KW | Onshore Wind | New York | 0.9 | Dropped - Plant is identified as onsite because it is a net buyer of electricity in 2021
Harbec Energy | 62736 | CPH | Combustion Turbine | New York | 0.5 | Dropped - Plant is identified as onsite because it is a net buyer of electricity in 2021
Mount Joy Wire | 62741 | CHP | Combustion Turbine | Pennsylvania | 1.1 | Dropped - Plant is identified as onsite because it is a net buyer of electricity in 2021
Acushnet Ball Plant 2 | 62835 | ESS-1 | Energy Storage | Massachusetts | 1 | Dropped - Plant is identified as onsite because it is a net buyer of electricity in 2021
Acushnet Ball Plant 2 | 62835 | ESS-2 | Energy Storage | Massachusetts | 0.5 | Dropped - Plant is identified as onsite because it is a net buyer of electricity in 2021
Phoenix Contact - CCHP Plant | 62901 | CCHP | Combustion Turbine | Pennsylvania | 1 | Dropped - Plant is identified as onsite because it is a net buyer of electricity in 2021
Kings Plaza Total Energy Plant (TEP) | 63236 | DG2 | Combustion Turbine | New York | 3.2 | Dropped - Plant is identified as onsite because it is a net buyer of electricity in 2021
Kings Plaza Total Energy Plant (TEP) | 63236 | DG3 | Combustion Turbine | New York | 3.2 | Dropped - Plant is identified as onsite because it is a net buyer of electricity in 2021
Kings Plaza Total Energy Plant (TEP) | 63236 | DG4 | Combustion Turbine | New York | 3.2 | Dropped - Plant is identified as onsite because it is a net buyer of electricity in 2021
Kings Plaza Total Energy Plant (TEP) | 63236 | DG5 | Combustion Turbine | New York | 3.2 | Dropped - Plant is identified as onsite because it is a net buyer of electricity in 2021
Short Hills Mall | 63257 | SHM | Solar PV | New Jersey | 3.5 | Dropped - Plant is identified as onsite because it is a net buyer of electricity in 2021
AES Kekaha Solar, LLC Hybrid | 63280 | BESS | Energy Storage | Hawaii | 14 | Dropped - in Alaska or in Hawaii or Puerto Rico
AES Kekaha Solar, LLC Hybrid | 63280 | KEKAH | Solar PV | Hawaii | 14 | Dropped - in Alaska or in Hawaii or Puerto Rico
Valero Wilmington Cogeneration Plant | 63285 | 79G1 | Combustion Turbine | California | 32.2 | Dropped - Plant is identified as onsite because it is a net buyer of electricity in 2021
Parking Lot Array | 63294 | LOTPV | Solar PV | Ohio | 1.3 | Dropped - Plant is identified as onsite because it is a net buyer of electricity in 2021
AOC, Capitol Power Plant | 63347 | CTG1 | Combustion Turbine | District of Columbia | 7.5 | Dropped - Plant is identified as onsite because it is a net buyer of electricity in 2021
Montclair State University Cogen | 63501 | CTG-1 | Combustion Turbine | New Jersey | 5.4 | Dropped - Plant is identified as onsite because it is a net buyer of electricity in 2021
Montclair State University Cogen | 63501 | ENG-1 | Combustion Turbine | New Jersey | 2.7 | Dropped - Plant is identified as onsite because it is a net buyer of electricity in 2021
Montclair State University Cogen | 63501 | ENG-2 | Combustion Turbine | New Jersey | 2.7 | Dropped - Plant is identified as onsite because it is a net buyer of electricity in 2021
Tate & Lyle Loudon Plant | 63632 | Y9111 | Combustion Turbine | Tennessee | 26 | Dropped - Plant is identified as onsite because it is a net buyer of electricity in 2021
Tate & Lyle Loudon Plant | 63632 | Y9121 | Combustion Turbine | Tennessee | 26 | Dropped - Plant is identified as onsite because it is a net buyer of electricity in 2021
Norwalk Hospital Plant | 63673 | EU-12 | Combustion Turbine | Connecticut | 2.5 | Dropped - Plant is identified as onsite because it is a net buyer of electricity in 2021
Kroger La Habra | 63758 | KROLH | Solar PV | California | 1.2 | Dropped - Plant is identified as onsite because it is a net buyer of electricity in 2021
POET Biorefining - Jewell | 63826 | 1 | O/G Steam | Iowa | 0.9 | Dropped - Plant is identified as onsite because it is a net buyer of electricity in 2021
POET Biorefining - Marion, LLC | 63829 | 1 | O/G Steam | Ohio | 3.9 | Dropped - Plant is identified as onsite because it is a net buyer of electricity in 2021
POET Biorefining - Marion, LLC | 63829 | 2 | O/G Steam | Ohio | 3.9 | Dropped - Plant is identified as onsite because it is a net buyer of electricity in 2021
POET Biorefining Caro, LLC | 63831 | 1 | Energy Storage | Michigan | 3.8 | Dropped - Plant is identified as onsite because it is a net buyer of electricity in 2021
POET Biorefining-Hanlontown, LLC | 63832 | 1 | O/G Steam | Iowa | 4 | Dropped - Plant is identified as onsite because it is a net buyer of electricity in 2021
POET Biorefining - North Manchester, LLC | 63852 | K745 | O/G Steam | Indiana | 3.9 | Dropped - Plant is identified as onsite because it is a net buyer of electricity in 2021
POET Biorefining - Chancellor | 63853 | 1 | Biomass | South Dakota | 5.4 | Dropped - Plant is identified as onsite because it is a net buyer of electricity in 2021
POET Biorefining - Hudson | 63918 | 1 | O/G Steam | South Dakota | 3.6 | Dropped - Plant is identified as onsite because it is a net buyer of electricity in 2021
POET Biorefining LLC - Corning | 63919 | 1 | O/G Steam | Iowa | 5 | Dropped - Plant is identified as onsite because it is a net buyer of electricity in 2021
POET Biorefining - Fostoria | 63920 | 1 | O/G Steam | Ohio | 3.5 | Dropped - Plant is identified as onsite because it is a net buyer of electricity in 2021
POET Biorefining - Portland | 63922 | G-745 | O/G Steam | Indiana | 3.5 | Dropped - Plant is identified as onsite because it is a net buyer of electricity in 2021
POET Biorefining - Gowrie | 63923 | 1 | O/G Steam | Iowa | 5 | Dropped - Plant is identified as onsite because it is a net buyer of electricity in 2021
POET Biorefining- Alexandria, LLC | 63924 | 1 | O/G Steam | Indiana | 3.6 | Dropped - Plant is identified as onsite because it is a net buyer of electricity in 2021
POET Biorefining - Leipsic, LLC | 63927 | 1 | O/G Steam | Ohio | 3.5 | Dropped - Plant is identified as onsite because it is a net buyer of electricity in 2021
Waipio Peninsula | 64190 | 82803 | Solar PV | Hawaii | 10.2 | Dropped - in Alaska or in Hawaii or Puerto Rico
Signature Breads Chelsea | 64378 | EG1 | Combustion Turbine | Massachusetts | 1.5 | Dropped - Plant is identified as onsite because it is a net buyer of electricity in 2021
IXYS - Beverly | 64382 | EG1 | Combustion Turbine | Massachusetts | 0.6 | Dropped - Plant is identified as onsite because it is a net buyer of electricity in 2021
IXYS - Beverly | 64382 | NG1 | Combustion Turbine | Massachusetts | 0.7 | Dropped - Plant is identified as onsite because it is a net buyer of electricity in 2021
IXYS - Beverly | 64382 | NG2 | Combustion Turbine | Massachusetts | 0.7 | Dropped - Plant is identified as onsite because it is a net buyer of electricity in 2021
IXYS - Beverly | 64382 | NG3 | Combustion Turbine | Massachusetts | 0.7 | Dropped - Plant is identified as onsite because it is a net buyer of electricity in 2021
BYU - Hawaii | 64400 | BYESS | Energy Storage | Hawaii | 1.9 | Dropped - in Alaska or in Hawaii or Puerto Rico
BYU - Hawaii | 64400 | BYUHI | Solar PV | Hawaii | 3.1 | Dropped - in Alaska or in Hawaii or Puerto Rico
Stamford Health | 64515 | 1 | Combustion Turbine | Connecticut | 0.4 | Dropped - Plant is identified as onsite because it is a net buyer of electricity in 2021
Stamford Health | 64515 | 13 | Combustion Turbine | Connecticut | 0.5 | Dropped - Plant is identified as onsite because it is a net buyer of electricity in 2021
Stamford Health | 64515 | 14 | Combustion Turbine | Connecticut | 0.5 | Dropped - Plant is identified as onsite because it is a net buyer of electricity in 2021
Stamford Health | 64515 | 15 | Combustion Turbine | Connecticut | 2.5 | Dropped - Plant is identified as onsite because it is a net buyer of electricity in 2021
Stamford Health | 64515 | 16 | Combustion Turbine | Connecticut | 2.5 | Dropped - Plant is identified as onsite because it is a net buyer of electricity in 2021
Stamford Health | 64515 | 4 | Combustion Turbine | Connecticut | 0.8 | Dropped - Plant is identified as onsite because it is a net buyer of electricity in 2021
Stamford Health | 64515 | 5 | Combustion Turbine | Connecticut | 0.8 | Dropped - Plant is identified as onsite because it is a net buyer of electricity in 2021
Stamford Health | 64515 | 7 | Combustion Turbine | Connecticut | 0.5 | Dropped - Plant is identified as onsite because it is a net buyer of electricity in 2021
Tate & Lyle Lafayette South Plant | 64854 | GTG01 | Combustion Turbine | Indiana | 28.6 | Dropped - Plant is identified as onsite because it is a net buyer of electricity in 2021
Tate & Lyle Lafayette South Plant | 64854 | GTG02 | Combustion Turbine | Indiana | 28.6 | Dropped - Plant is identified as onsite because it is a net buyer of electricity in 2021
UMass Boston | 64980 | 010G | Combustion Turbine | Massachusetts | 0.3 | Dropped - Plant is identified as onsite because it is a net buyer of electricity in 2021
UMass Boston | 64980 | 020G | Combustion Turbine | Massachusetts | 0.4 | Dropped - Plant is identified as onsite because it is a net buyer of electricity in 2021
UMass Boston | 64980 | 030G | Combustion Turbine | Massachusetts | 0.5 | Dropped - Plant is identified as onsite because it is a net buyer of electricity in 2021
UMass Boston | 64980 | 050G | Combustion Turbine | Massachusetts | 0.8 | Dropped - Plant is identified as onsite because it is a net buyer of electricity in 2021
UMass Boston | 64980 | 060G | Combustion Turbine | Massachusetts | 1.6 | Dropped - Plant is identified as onsite because it is a net buyer of electricity in 2021
UMass Boston | 64980 | 080D1 | Combustion Turbine | Massachusetts | 0.3 | Dropped - Plant is identified as onsite because it is a net buyer of electricity in 2021
UMass Boston | 64980 | 080D2 | Combustion Turbine | Massachusetts | 0.5 | Dropped - Plant is identified as onsite because it is a net buyer of electricity in 2021
UMass Boston | 64980 | 080G | Combustion Turbine | Massachusetts | 0.4 | Dropped - Plant is identified as onsite because it is a net buyer of electricity in 2021
UMass Boston | 64980 | 090G | Combustion Turbine | Massachusetts | 0.6 | Dropped - Plant is identified as onsite because it is a net buyer of electricity in 2021
UMass Boston | 64980 | 110G | Combustion Turbine | Massachusetts | 0.2 | Dropped - Plant is identified as onsite because it is a net buyer of electricity in 2021
UMass Boston | 64980 | 120G | Combustion Turbine | Massachusetts | 0.2 | Dropped - Plant is identified as onsite because it is a net buyer of electricity in 2021
UMass Boston | 64980 | 160G | Combustion Turbine | Massachusetts | 0.1 | Dropped - Plant is identified as onsite because it is a net buyer of electricity in 2021
UMass Boston | 64980 | 200G | Combustion Turbine | Massachusetts | 0.1 | Dropped - Plant is identified as onsite because it is a net buyer of electricity in 2021
UMass Boston | 64980 | BATT1 | Energy Storage | Massachusetts | 0.5 | Dropped - Plant is identified as onsite because it is a net buyer of electricity in 2021
UMass Boston | 64980 | RHG | Combustion Turbine | Massachusetts | 0.5 | Dropped - Plant is identified as onsite because it is a net buyer of electricity in 2021
UMass Boston | 64980 | SOL1 | Solar PV | Massachusetts | 0.2 | Dropped - Plant is identified as onsite because it is a net buyer of electricity in 2021
UMass Boston | 64980 | SOL2 | Solar PV | Massachusetts | 0.5 | Dropped - Plant is identified as onsite because it is a net buyer of electricity in 2021
UMass Boston | 64980 | WG | Combustion Turbine | Massachusetts | 0.4 | Dropped - Plant is identified as onsite because it is a net buyer of electricity in 2021
Waiawa Solar Power Hybrid | 65058 | WAIBA | Energy Storage | Hawaii | 36 | Dropped - in Alaska or in Hawaii or Puerto Rico
Waiawa Solar Power Hybrid | 65058 | WAIPV | Solar PV | Hawaii | 36 | Dropped - in Alaska or in Hawaii or Puerto Rico
POET Bioprocessing- Mitchell | 65367 | 1 | O/G Steam | South Dakota | 3.9 | Dropped - Plant is identified as onsite because it is a net buyer of electricity in 2021
Mill Pond Hydro | 65399 | U2 | Hydro | New York | 0.5 | Dropped - Retired/Planned Retirement by 06/2028
Gustavus | 65767 | 1 | Combustion Turbine | Alaska | 0.4 | Dropped - in Alaska or in Hawaii or Puerto Rico
Gustavus | 65767 | 2 | Combustion Turbine | Alaska | 0.4 | Dropped - in Alaska or in Hawaii or Puerto Rico
Gustavus | 65767 | 3 | Combustion Turbine | Alaska | 0.1 | Dropped - in Alaska or in Hawaii or Puerto Rico
Gustavus | 65767 | 4 | Combustion Turbine | Alaska | 0.5 | Dropped - in Alaska or in Hawaii or Puerto Rico
Pattern Santa Isabel LLC | 61014 | 1 | Onshore Wind | #N/A | 75 | Dropped - in Alaska or in Hawaii or Puerto Rico
EcoElectrica | 61034 | CT1 | Combined Cycle | #N/A | 183 | Dropped - in Alaska or in Hawaii or Puerto Rico
EcoElectrica | 61034 | CT2 | Combined Cycle | #N/A | 183 | Dropped - in Alaska or in Hawaii or Puerto Rico
EcoElectrica | 61034 | STG | Combined Cycle | #N/A | 214 | Dropped - in Alaska or in Hawaii or Puerto Rico
AES ILUMINA | 61036 | ILUMI | Solar PV | #N/A | 15.3 | Dropped - in Alaska or in Hawaii or Puerto Rico
Coto Laurel Solar Farm | 61062 | CLSF | Solar PV | #N/A | 10 | Dropped - in Alaska or in Hawaii or Puerto Rico
Martino | 61063 | MATNO | Solar PV | #N/A | 3.6 | Dropped - in Alaska or in Hawaii or Puerto Rico
Pfizer Guayama | 61064 | PFGY | Solar PV | #N/A | 2.7 | Dropped - in Alaska or in Hawaii or Puerto Rico
Pfizer Vega Baja | 61065 | PFVB | Solar PV | #N/A | 3.1 | Dropped - in Alaska or in Hawaii or Puerto Rico
AES Puerto Rico | 61082 | UNIT1 | Coal Steam | #N/A | 227.2 | Dropped - in Alaska or in Hawaii or Puerto Rico
AES Puerto Rico | 61082 | UNIT2 | Coal Steam | #N/A | 227.2 | Dropped - in Alaska or in Hawaii or Puerto Rico
Oriana Energy Hybrid | 61083 | BAT1 | Energy Storage | #N/A | 21.8 | Dropped - in Alaska or in Hawaii or Puerto Rico
Oriana Energy Hybrid | 61083 | G001 | Solar PV | #N/A | 45 | Dropped - in Alaska or in Hawaii or Puerto Rico
GASNA 18P, LLC | 61102 | UNIT1 | Solar PV | #N/A | 5 | Dropped - in Alaska or in Hawaii or Puerto Rico
Fajardo MSWL | 61109 | PE558 | Landfill Gas | #N/A | 0.8 | Dropped - in Alaska or in Hawaii or Puerto Rico
Fajardo MSWL | 61109 | PE559 | Landfill Gas | #N/A | 1.6 | Dropped - in Alaska or in Hawaii or Puerto Rico
San Fermin Solar Farm Hybrid | 61110 | BESS | Energy Storage | #N/A | 3.6 | Dropped - in Alaska or in Hawaii or Puerto Rico
San Fermin Solar Farm Hybrid | 61110 | DSL | Combustion Turbine | #N/A | 4 | Dropped - in Alaska or in Hawaii or Puerto Rico
San Fermin Solar Farm Hybrid | 61110 | PV | Solar PV | #N/A | 20 | Dropped - in Alaska or in Hawaii or Puerto Rico
El Yunque Filtration Plant | 61112 | YUNQ | Solar PV | #N/A | 2 | Dropped - in Alaska or in Hawaii or Puerto Rico
Arecibo Filtration Plant | 61113 | AREC | Solar PV | #N/A | 1 | Dropped - in Alaska or in Hawaii or Puerto Rico
Canovanas Filtration Plant | 61114 | CANO | Solar PV | #N/A | 1 | Dropped - in Alaska or in Hawaii or Puerto Rico
Toa Baja MSWL | 61122 | PE563 | Landfill Gas | #N/A | 0.8 | Dropped - in Alaska or in Hawaii or Puerto Rico
Toa Baja MSWL | 61122 | PE564 | Landfill Gas | #N/A | 1.6 | Dropped - in Alaska or in Hawaii or Puerto Rico
Punta Lima Wind Farm | 61132 | WTGS | Onshore Wind | #N/A | 23.4 | Dropped - in Alaska or in Hawaii or Puerto Rico
Humacao Solar Project, LLC | 61133 | HUM01 | Solar PV | #N/A | 20 | Dropped - in Alaska or in Hawaii or Puerto Rico
Horizon Energy (PR) Hybrid | 61136 | BAT1 | Energy Storage | #N/A | 5.1 | Dropped - in Alaska or in Hawaii or Puerto Rico
Horizon Energy (PR) Hybrid | 61136 | G001 | Solar PV | #N/A | 10 | Dropped - in Alaska or in Hawaii or Puerto Rico
Medtronic Solar | 61137 | PV1 | Solar PV | #N/A | 4 | Dropped - in Alaska or in Hawaii or Puerto Rico
Aguirre Plant | 61146 | 1 | O/G Steam | #N/A | 424.9 | Dropped - in Alaska or in Hawaii or Puerto Rico
Aguirre Plant | 61146 | 2 | O/G Steam | #N/A | 424.9 | Dropped - in Alaska or in Hawaii or Puerto Rico
Aguirre Plant | 61146 | CA-1 | Combined Cycle | #N/A | 92.3 | Dropped - in Alaska or in Hawaii or Puerto Rico
Aguirre Plant | 61146 | CA-2 | Combined Cycle | #N/A | 92.3 | Dropped - in Alaska or in Hawaii or Puerto Rico
Aguirre Plant | 61146 | CT1-1 | Combined Cycle | #N/A | 48.1 | Dropped - in Alaska or in Hawaii or Puerto Rico
Aguirre Plant | 61146 | CT1-2 | Combined Cycle | #N/A | 48.1 | Dropped - in Alaska or in Hawaii or Puerto Rico
Aguirre Plant | 61146 | CT1-3 | Combined Cycle | #N/A | 48.1 | Dropped - in Alaska or in Hawaii or Puerto Rico
Aguirre Plant | 61146 | CT1-4 | Combined Cycle | #N/A | 48.1 | Dropped - in Alaska or in Hawaii or Puerto Rico
Aguirre Plant | 61146 | CT2-1 | Combined Cycle | #N/A | 48.1 | Dropped - in Alaska or in Hawaii or Puerto Rico
Aguirre Plant | 61146 | CT2-2 | Combined Cycle | #N/A | 48.1 | Dropped - in Alaska or in Hawaii or Puerto Rico
Aguirre Plant | 61146 | CT2-3 | Combined Cycle | #N/A | 48.1 | Dropped - in Alaska or in Hawaii or Puerto Rico
Aguirre Plant | 61146 | CT2-4 | Combined Cycle | #N/A | 48.1 | Dropped - in Alaska or in Hawaii or Puerto Rico
Aguirre Plant | 61146 | GT2-1 | Combustion Turbine | #N/A | 21 | Dropped - in Alaska or in Hawaii or Puerto Rico
Aguirre Plant | 61146 | GT2-2 | Combustion Turbine | #N/A | 21 | Dropped - in Alaska or in Hawaii or Puerto Rico
Costa Sur Plant | 61147 | 3 | O/G Steam | #N/A | 80.8 | Dropped - in Alaska or in Hawaii or Puerto Rico
Costa Sur Plant | 61147 | 4 | O/G Steam | #N/A | 78.1 | Dropped - in Alaska or in Hawaii or Puerto Rico
Costa Sur Plant | 61147 | 5 | O/G Steam | #N/A | 384 | Dropped - in Alaska or in Hawaii or Puerto Rico
Costa Sur Plant | 61147 | 6 | O/G Steam | #N/A | 381.6 | Dropped - in Alaska or in Hawaii or Puerto Rico
Costa Sur Plant | 61147 | GT-1 | Combustion Turbine | #N/A | 21 | Dropped - in Alaska or in Hawaii or Puerto Rico
Costa Sur Plant | 61147 | GT-2 | Combustion Turbine | #N/A | 21 | Dropped - in Alaska or in Hawaii or Puerto Rico
Central San Juan Plant | 61148 | 10 | O/G Steam | #N/A | 78.6 | Dropped - in Alaska or in Hawaii or Puerto Rico
Central San Juan Plant | 61148 | 7 | O/G Steam | #N/A | 91.5 | Dropped - Retired/Planned Retirement by 06/2028
Central San Juan Plant | 61148 | 8 | O/G Steam | #N/A | 92.7 | Dropped - Retired/Planned Retirement by 06/2028
Central San Juan Plant | 61148 | 9 | O/G Steam | #N/A | 91.7 | Dropped - in Alaska or in Hawaii or Puerto Rico
Central San Juan Plant | 61148 | CA5 | Combined Cycle | #N/A | 58.6 | Dropped - in Alaska or in Hawaii or Puerto Rico
Central San Juan Plant | 61148 | CA6 | Combined Cycle | #N/A | 58.6 | Dropped - in Alaska or in Hawaii or Puerto Rico
Central San Juan Plant | 61148 | CT5 | Combined Cycle | #N/A | 156.1 | Dropped - in Alaska or in Hawaii or Puerto Rico
Central San Juan Plant | 61148 | CT6 | Combined Cycle | #N/A | 156.1 | Dropped - in Alaska or in Hawaii or Puerto Rico
Palo Seco Plant | 61149 | 1 | O/G Steam | #N/A | 78.3 | Dropped - in Alaska or in Hawaii or Puerto Rico
Palo Seco Plant | 61149 | 1-1 | Combustion Turbine | #N/A | 21 | Dropped - in Alaska or in Hawaii or Puerto Rico
Palo Seco Plant | 61149 | 1-2 | Combustion Turbine | #N/A | 21 | Dropped - in Alaska or in Hawaii or Puerto Rico
Palo Seco Plant | 61149 | 2 | O/G Steam | #N/A | 78.8 | Dropped - in Alaska or in Hawaii or Puerto Rico
Palo Seco Plant | 61149 | 2-1 | Combustion Turbine | #N/A | 21 | Dropped - in Alaska or in Hawaii or Puerto Rico
Palo Seco Plant | 61149 | 2-2 | Combustion Turbine | #N/A | 21 | Dropped - in Alaska or in Hawaii or Puerto Rico
Palo Seco Plant | 61149 | 3 | O/G Steam | #N/A | 196.3 | Dropped - in Alaska or in Hawaii or Puerto Rico
Palo Seco Plant | 61149 | 3-1 | Combustion Turbine | #N/A | 21 | Dropped - in Alaska or in Hawaii or Puerto Rico
Palo Seco Plant | 61149 | 3-2 | Combustion Turbine | #N/A | 21 | Dropped - in Alaska or in Hawaii or Puerto Rico
Palo Seco Plant | 61149 | 4 | O/G Steam | #N/A | 0 | Dropped - in Alaska or in Hawaii or Puerto Rico
Cambalache Plant | 61150 | GT-1 | Combustion Turbine | #N/A | 80.5 | Dropped - in Alaska or in Hawaii or Puerto Rico
Cambalache Plant | 61150 | GT-2 | Combustion Turbine | #N/A | 80.5 | Dropped - in Alaska or in Hawaii or Puerto Rico
Cambalache Plant | 61150 | GT-3 | Combustion Turbine | #N/A | 80.5 | Dropped - in Alaska or in Hawaii or Puerto Rico
Mayaguez Plant | 61151 | GT-1 | Combustion Turbine | #N/A | 55 | Dropped - in Alaska or in Hawaii or Puerto Rico
Mayaguez Plant | 61151 | GT-2 | Combustion Turbine | #N/A | 55 | Dropped - in Alaska or in Hawaii or Puerto Rico
Mayaguez Plant | 61151 | GT-3 | Combustion Turbine | #N/A | 55 | Dropped - in Alaska or in Hawaii or Puerto Rico
Mayaguez Plant | 61151 | GT-4 | Combustion Turbine | #N/A | 55 | Dropped - in Alaska or in Hawaii or Puerto Rico
Jobos | 61171 | GT-1 | Combustion Turbine | #N/A | 21 | Dropped - in Alaska or in Hawaii or Puerto Rico
Jobos | 61171 | GT-2 | Combustion Turbine | #N/A | 21 | Dropped - in Alaska or in Hawaii or Puerto Rico
Caonillas | 61225 | 1 | Hydro | #N/A | 9 | Dropped - in Alaska or in Hawaii or Puerto Rico
Caonillas | 61225 | 2 | Hydro | #N/A | 9 | Dropped - in Alaska or in Hawaii or Puerto Rico
Caonillas | 61225 | 3 | Hydro | #N/A | 4 | Dropped - in Alaska or in Hawaii or Puerto Rico
Culebra | 61226 | 1 | Combustion Turbine | #N/A | 0.3 | Dropped - in Alaska or in Hawaii or Puerto Rico
Culebra | 61226 | 2 | Combustion Turbine | #N/A | 0.3 | Dropped - in Alaska or in Hawaii or Puerto Rico
Culebra | 61226 | 3 | Combustion Turbine | #N/A | 0.7 | Dropped - in Alaska or in Hawaii or Puerto Rico
Culebra | 61226 | 4 | Combustion Turbine | #N/A | 0.8 | Dropped - in Alaska or in Hawaii or Puerto Rico
Daguao | 61227 | GT-1 | Combustion Turbine | #N/A | 21 | Dropped - in Alaska or in Hawaii or Puerto Rico
Daguao | 61227 | GT-2 | Combustion Turbine | #N/A | 21 | Dropped - in Alaska or in Hawaii or Puerto Rico
Dos Bocas | 61228 | 1 | Hydro | #N/A | 5 | Dropped - in Alaska or in Hawaii or Puerto Rico
Dos Bocas | 61228 | 2 | Hydro | #N/A | 5 | Dropped - in Alaska or in Hawaii or Puerto Rico
Dos Bocas | 61228 | 3 | Hydro | #N/A | 5 | Dropped - in Alaska or in Hawaii or Puerto Rico
Garzas | 61229 | 1 | Hydro | #N/A | 3.6 | Dropped - in Alaska or in Hawaii or Puerto Rico
Garzas | 61229 | 2 | Hydro | #N/A | 3.6 | Dropped - in Alaska or in Hawaii or Puerto Rico
Garzas | 61229 | 3 | Hydro | #N/A | 5 | Dropped - in Alaska or in Hawaii or Puerto Rico
Patillas | 61230 | 1 | Hydro | #N/A | 0.8 | Dropped - in Alaska or in Hawaii or Puerto Rico
Patillas | 61230 | 2 | Hydro | #N/A | 0.6 | Dropped - in Alaska or in Hawaii or Puerto Rico
Toro Negro | 61231 | 1 | Hydro | #N/A | 1.4 | Dropped - in Alaska or in Hawaii or Puerto Rico
Toro Negro | 61231 | 2 | Hydro | #N/A | 1.4 | Dropped - in Alaska or in Hawaii or Puerto Rico
Toro Negro | 61231 | 3 | Hydro | #N/A | 1.4 | Dropped - in Alaska or in Hawaii or Puerto Rico
Toro Negro | 61231 | 4 | Hydro | #N/A | 4.3 | Dropped - in Alaska or in Hawaii or Puerto Rico
Vega Baja | 61232 | GT-1 | Combustion Turbine | #N/A | 21 | Dropped - in Alaska or in Hawaii or Puerto Rico
Vega Baja | 61232 | GT-2 | Combustion Turbine | #N/A | 21 | Dropped - in Alaska or in Hawaii or Puerto Rico
Vieques | 61233 | 1 | Combustion Turbine | #N/A | 3.2 | Dropped - in Alaska or in Hawaii or Puerto Rico
Vieques | 61233 | 2 | Combustion Turbine | #N/A | 3.2 | Dropped - in Alaska or in Hawaii or Puerto Rico
Yabucoa | 61234 | GT-1 | Combustion Turbine | #N/A | 21 | Dropped - in Alaska or in Hawaii or Puerto Rico
Yabucoa | 61234 | GT-2 | Combustion Turbine | #N/A | 21 | Dropped - in Alaska or in Hawaii or Puerto Rico
Yauco | 61235 | 1 | Hydro | #N/A | 4.5 | Dropped - in Alaska or in Hawaii or Puerto Rico
Yauco | 61235 | 2 | Hydro | #N/A | 4.5 | Dropped - in Alaska or in Hawaii or Puerto Rico
Yauco | 61235 | 3 | Hydro | #N/A | 25 | Dropped - in Alaska or in Hawaii or Puerto Rico
Rio Blanco | 61236 | 1 | Hydro | #N/A | 2.5 | Dropped - in Alaska or in Hawaii or Puerto Rico
Rio Blanco | 61236 | 2 | Hydro | #N/A | 2.5 | Dropped - in Alaska or in Hawaii or Puerto Rico
Fort Buchanan Distributed Generation | 61254 | SOLAR | Solar PV | #N/A | 5.8 | Dropped - in Alaska or in Hawaii or Puerto Rico
Fort Buchanan Distributed Generation | 61254 | WIND | Onshore Wind | #N/A | 0.6 | Dropped - in Alaska or in Hawaii or Puerto Rico
USCG Puerto Rico PV | 61273 | 865 | Solar PV | #N/A | 1.7 | Dropped - in Alaska or in Hawaii or Puerto Rico
Holsum de Puerto Rico, Inc. | 61639 | EU16 | Combustion Turbine | #N/A | 1 | Dropped - in Alaska or in Hawaii or Puerto Rico
Holsum de Puerto Rico, Inc. | 61639 | EU17 | Combustion Turbine | #N/A | 1 | Dropped - in Alaska or in Hawaii or Puerto Rico
Holsum de Puerto Rico, Inc. | 61639 | EU18 | Combustion Turbine | #N/A | 1 | Dropped - in Alaska or in Hawaii or Puerto Rico
Holsum de Puerto Rico, Inc. | 61639 | EU18A | Combustion Turbine | #N/A | 1 | Dropped - in Alaska or in Hawaii or Puerto Rico
Janssen Ortho LLC | 61659 | 2GEN1 | Combustion Turbine | #N/A | 1.5 | Dropped - in Alaska or in Hawaii or Puerto Rico
Janssen Ortho LLC | 61659 | 2GEN2 | Combustion Turbine | #N/A | 1.5 | Dropped - in Alaska or in Hawaii or Puerto Rico
Janssen Ortho LLC | 61659 | 2GEN3 | Combustion Turbine | #N/A | 1.5 | Dropped - in Alaska or in Hawaii or Puerto Rico
Janssen Ortho LLC | 61659 | GEN-1 | Combustion Turbine | #N/A | 1.5 | Dropped - Retired/Planned Retirement by 06/2028
Janssen Ortho LLC | 61659 | GEN-2 | Combustion Turbine | #N/A | 1.5 | Dropped - Retired/Planned Retirement by 06/2028
Janssen Ortho LLC | 61659 | GEN-3 | Combustion Turbine | #N/A | 1.5 | Dropped - Retired/Planned Retirement by 06/2028
Janssen Ortho LLC | 61659 | GEN-4 | Combustion Turbine | #N/A | 2 | Dropped - Retired/Planned Retirement by 06/2028
Janssen Ortho LLC | 61659 | GEN-5 | Combustion Turbine | #N/A | 1.5 | Dropped - Retired/Planned Retirement by 06/2028
Janssen Ortho LLC | 61659 | J1POR | Combustion Turbine | #N/A | 1 | Dropped - in Alaska or in Hawaii or Puerto Rico
Janssen Ortho LLC | 61659 | PGEN1 | Combustion Turbine | #N/A | 1.5 | Dropped - in Alaska or in Hawaii or Puerto Rico
Janssen Ortho LLC | 61659 | PGEN2 | Combustion Turbine | #N/A | 1.5 | Dropped - in Alaska or in Hawaii or Puerto Rico
Janssen Ortho LLC | 61659 | SOLAR | Solar PV | #N/A | 2.2 | Dropped - in Alaska or in Hawaii or Puerto Rico
HIMA San Pablo - Caguas | 61808 | CAG1 | Combustion Turbine | #N/A | 1.5 | Dropped - in Alaska or in Hawaii or Puerto Rico
HIMA San Pablo - Caguas | 61808 | CAG2 | Combustion Turbine | #N/A | 1.5 | Dropped - in Alaska or in Hawaii or Puerto Rico
HIMA San Pablo - Caguas | 61808 | CAG3 | Combustion Turbine | #N/A | 2 | Dropped - in Alaska or in Hawaii or Puerto Rico
HIMA San Pablo - Caguas | 61808 | CAG4 | Combustion Turbine | #N/A | 2 | Dropped - in Alaska or in Hawaii or Puerto Rico
HIMA San Pablo - Caguas | 61808 | CAG5 | Combustion Turbine | #N/A | 2 | Dropped - in Alaska or in Hawaii or Puerto Rico
Cervecera de Puerto Rico | 62410 | CHP01 | Combustion Turbine | #N/A | 0.9 | Dropped - in Alaska or in Hawaii or Puerto Rico
Cervecera de Puerto Rico | 62410 | CHP02 | Combustion Turbine | #N/A | 0.9 | Dropped - in Alaska or in Hawaii or Puerto Rico
Cervecera de Puerto Rico | 62410 | GCC01 | Combustion Turbine | #N/A | 0.3 | Dropped - in Alaska or in Hawaii or Puerto Rico
Cervecera de Puerto Rico | 62410 | GDC01 | Combustion Turbine | #N/A | 1.6 | Dropped - in Alaska or in Hawaii or Puerto Rico
HIMA San Pablo Bayamon | 62841 | BAY1 | Combustion Turbine | #N/A | 1.5 | Dropped - in Alaska or in Hawaii or Puerto Rico
HIMA San Pablo Bayamon | 62841 | BAY2 | Combustion Turbine | #N/A | 1.5 | Dropped - in Alaska or in Hawaii or Puerto Rico
HIMA San Pablo Bayamon | 62841 | BAY3 | Combustion Turbine | #N/A | 1.5 | Dropped - in Alaska or in Hawaii or Puerto Rico
HIMA San Pablo Fajardo | 62850 | FAJ1 | Combustion Turbine | #N/A | 1.3 | Dropped - in Alaska or in Hawaii or Puerto Rico
HIMA San Pablo Fajardo | 62850 | FAJ2 | Combustion Turbine | #N/A | 1.5 | Dropped - in Alaska or in Hawaii or Puerto Rico
HIMA San Pablo Fajardo | 62850 | FAJ3 | Combustion Turbine | #N/A | 0.2 | Dropped - in Alaska or in Hawaii or Puerto Rico
HIMA San Pablo Cupey | 62851 | CUP1 | Combustion Turbine | #N/A | 0.6 | Dropped - in Alaska or in Hawaii or Puerto Rico
HIMA San Pablo Cupey | 62851 | CUP2 | Combustion Turbine | #N/A | 0.6 | Dropped - in Alaska or in Hawaii or Puerto Rico
HIMA San Pablo Humacao | 62852 | HUM1 | Combustion Turbine | #N/A | 0.8 | Dropped - in Alaska or in Hawaii or Puerto Rico
HIMA San Pablo Humacao | 62852 | HUM2 | Combustion Turbine | #N/A | 0.8 | Dropped - in Alaska or in Hawaii or Puerto Rico
Eaton Corp - Arecibo - Puerto Rico Hybrid | 64613 | G1 | Combustion Turbine | #N/A | 1.5 | Dropped - in Alaska or in Hawaii or Puerto Rico
Eaton Corp - Arecibo - Puerto Rico Hybrid | 64613 | G2 | Combustion Turbine | #N/A | 1.5 | Dropped - in Alaska or in Hawaii or Puerto Rico
Eaton Corp - Arecibo - Puerto Rico Hybrid | 64613 | G3 | Combustion Turbine | #N/A | 1.5 | Dropped - in Alaska or in Hawaii or Puerto Rico
Eaton Corp - Arecibo - Puerto Rico Hybrid | 64613 | G4 | Combustion Turbine | #N/A | 1.5 | Dropped - in Alaska or in Hawaii or Puerto Rico
Eaton Corp - Arecibo - Puerto Rico Hybrid | 64613 | G5 | Combustion Turbine | #N/A | 0.2 | Dropped - in Alaska or in Hawaii or Puerto Rico
Eaton Corp - Arecibo - Puerto Rico Hybrid | 64613 | G7 | Combustion Turbine | #N/A | 2 | Dropped - in Alaska or in Hawaii or Puerto Rico
Neolpharma CHP LLC | 65392 | CHP-1 | Combustion Turbine | #N/A | 1.1 | Dropped - in Alaska or in Hawaii or Puerto Rico
Neolpharma CHP LLC | 65392 | CHP-2 | Combustion Turbine | #N/A | 1.1 | Dropped - in Alaska or in Hawaii or Puerto Rico
Neolpharma CHP LLC | 65392 | CHP-3 | Combustion Turbine | #N/A | 1.1 | Dropped - in Alaska or in Hawaii or Puerto Rico
Hospital Auxilio Mutuo | 66051 | GEN-4 | Combustion Turbine | #N/A | 2 | Dropped - in Alaska or in Hawaii or Puerto Rico
Hospital Auxilio Mutuo | 66051 | GEN-5 | Combustion Turbine | #N/A | 2 | Dropped - in Alaska or in Hawaii or Puerto Rico
Hospital Auxilio Mutuo | 66051 | GEN-6 | Combustion Turbine | #N/A | 2 | Dropped - in Alaska or in Hawaii or Puerto Rico
iPR Pharmaceuticals Inc. | 66056 | GSET1 | Combustion Turbine | #N/A | 1.6 | Dropped - in Alaska or in Hawaii or Puerto Rico
iPR Pharmaceuticals Inc. | 66056 | GSET2 | Combustion Turbine | #N/A | 1.6 | Dropped - in Alaska or in Hawaii or Puerto Rico
AbbVie LTD | 66057 | AB07 | Combustion Turbine | #N/A | 1.8 | Dropped - in Alaska or in Hawaii or Puerto Rico
AbbVie LTD | 66057 | ABL1 | Combustion Turbine | #N/A | 2 | Dropped - in Alaska or in Hawaii or Puerto Rico
AbbVie LTD | 66057 | ABL3 | Combustion Turbine | #N/A | 2 | Dropped - in Alaska or in Hawaii or Puerto Rico
AbbVie LTD | 66057 | BS | Combustion Turbine | #N/A | 2 | Dropped - in Alaska or in Hawaii or Puerto Rico
AbbVie LTD | 66057 | CG1 | Combustion Turbine | #N/A | 9.2 | Dropped - in Alaska or in Hawaii or Puerto Rico
AbbVie LTD | 66057 | CG2 | Combustion Turbine | #N/A | 9.2 | Dropped - in Alaska or in Hawaii or Puerto Rico
AbbVie LTD | 66057 | EG1 | Combustion Turbine | #N/A | 2.2 | Dropped - in Alaska or in Hawaii or Puerto Rico
AbbVie LTD | 66057 | EG2 | Combustion Turbine | #N/A | 2.2 | Dropped - in Alaska or in Hawaii or Puerto Rico
Bayamon Medical Center | 66090 | CAT1 | Combustion Turbine | #N/A | 1 | Dropped - in Alaska or in Hawaii or Puerto Rico
Bayamon Medical Center | 66090 | CAT2 | Combustion Turbine | #N/A | 1 | Dropped - in Alaska or in Hawaii or Puerto Rico
Bayamon Medical Center | 66090 | GEN-R | Combustion Turbine | #N/A | 0.4 | Dropped - in Alaska or in Hawaii or Puerto Rico
Bayamon Medical Center | 66090 | GENHL | Combustion Turbine | #N/A | 1 | Dropped - in Alaska or in Hawaii or Puerto Rico
Puerto Rico Women's & Children's Hosp | 66091 | CATPR | Combustion Turbine | #N/A | 1 | Dropped - in Alaska or in Hawaii or Puerto Rico
Puerto Rico Women's & Children's Hosp | 66091 | KATO | Combustion Turbine | #N/A | 1 | Dropped - in Alaska or in Hawaii or Puerto Rico
Caribbean Medical Center | 66092 | 1 | Combustion Turbine | #N/A | 0.3 | Dropped - in Alaska or in Hawaii or Puerto Rico
Caribbean Medical Center | 66092 | 2 | Combustion Turbine | #N/A | 0.3 | Dropped - in Alaska or in Hawaii or Puerto Rico
Caribbean Medical Center | 66092 | 3 | Combustion Turbine | #N/A | 0.3 | Dropped - in Alaska or in Hawaii or Puerto Rico
Caribbean Medical Center | 66092 | 4 | Combustion Turbine | #N/A | 0.3 | Dropped - in Alaska or in Hawaii or Puerto Rico
Caribbean Medical Center | 66092 | OPD1 | Combustion Turbine | #N/A | 0.1 | Dropped - in Alaska or in Hawaii or Puerto Rico
Bacardi Catano Plant | 66096 | 67P1 | Combustion Turbine | #N/A | 0.2 | Dropped - in Alaska or in Hawaii or Puerto Rico
Bacardi Catano Plant | 66096 | 67P10 | Combustion Turbine | #N/A | 0.3 | Dropped - in Alaska or in Hawaii or Puerto Rico
Bacardi Catano Plant | 66096 | 67P13 | Combustion Turbine | #N/A | 0.4 | Dropped - in Alaska or in Hawaii or Puerto Rico
Bacardi Catano Plant | 66096 | 67P14 | Combustion Turbine | #N/A | 0.1 | Dropped - in Alaska or in Hawaii or Puerto Rico
Bacardi Catano Plant | 66096 | 67P2 | Combustion Turbine | #N/A | 0.3 | Dropped - in Alaska or in Hawaii or Puerto Rico
Bacardi Catano Plant | 66096 | 67P3 | Combustion Turbine | #N/A | 0.3 | Dropped - in Alaska or in Hawaii or Puerto Rico
Bacardi Catano Plant | 66096 | 67P4 | Combustion Turbine | #N/A | 0.3 | Dropped - in Alaska or in Hawaii or Puerto Rico
Bacardi Catano Plant | 66096 | 67P5 | Combustion Turbine | #N/A | 0.1 | Dropped - in Alaska or in Hawaii or Puerto Rico
Bacardi Catano Plant | 66096 | 67P8 | Combustion Turbine | #N/A | 0.1 | Dropped - in Alaska or in Hawaii or Puerto Rico
Bacardi Catano Plant | 66096 | 67P9 | Combustion Turbine | #N/A | 0.3 | Dropped - in Alaska or in Hawaii or Puerto Rico
Bacardi Catano Plant | 66096 | COGEN | O/G Steam | #N/A | 3 | Dropped - in Alaska or in Hawaii or Puerto Rico
Mayaguez Medical Center | 66101 | 2MCAT | Combustion Turbine | #N/A | 1.8 | Dropped - in Alaska or in Hawaii or Puerto Rico
Mayaguez Medical Center | 66101 | 2MCUM | Combustion Turbine | #N/A | 1.8 | Dropped - in Alaska or in Hawaii or Puerto Rico
Mayaguez Medical Center | 66101 | 4CUM | Combustion Turbine | #N/A | 0.4 | Dropped - in Alaska or in Hawaii or Puerto Rico
Hewlett Packard Puerto Rico | 66127 | CG1 | Combustion Turbine | #N/A | 2 | Dropped - in Alaska or in Hawaii or Puerto Rico
Hewlett Packard Puerto Rico | 66127 | CG2 | Combustion Turbine | #N/A | 2 | Dropped - in Alaska or in Hawaii or Puerto Rico
Manati Medical Center | 66134 | CAT1 | Combustion Turbine | #N/A | 1.2 | Dropped - in Alaska or in Hawaii or Puerto Rico
Manati Medical Center | 66134 | CUM2 | Combustion Turbine | #N/A | 1.2 | Dropped - in Alaska or in Hawaii or Puerto Rico
Biola University Hybrid | 54296 | EG-1H | Combustion Turbine | California | 1.5 | Dropped - Plant is identified as onsite because it is a net buyer of electricity in 2021
Packaging Corp. of America Jackson Mill | 55044 | STG2 | Non-Fossil Waste | Alabama | 26.8 | Dropped - Plant is identified as onsite because it is a net buyer of electricity in 2021
AES Waikoloa Solar Hybrid | 63900 | KLOAB | Energy Storage | Hawaii | 30 | Dropped - in Alaska or in Hawaii or Puerto Rico
AES Waikoloa Solar Hybrid | 63900 | YKLOA | Solar PV | Hawaii | 30 | Dropped - in Alaska or in Hawaii or Puerto Rico
West Point (PA) | 52149 | GEN18 | Combustion Turbine | Pennsylvania | 2.5 | Dropped - Plant is identified as onsite because it is a net buyer of electricity in 2021
Elkton | 52148 | GEN8 | Combustion Turbine | Virginia | 2 | Dropped - Plant is identified as onsite because it is a net buyer of electricity in 2021
Hu Honua Bioenergy Facility | 61364 | HHB | Biomass | Hawaii | 32 | Dropped - in Alaska or in Hawaii or Puerto Rico
AES West Oahu Solar Hybrid | 64656 | UHBES | Energy Storage | Hawaii | 12.5 | Dropped - in Alaska or in Hawaii or Puerto Rico
AES West Oahu Solar Hybrid | 64656 | UHWO | Solar PV | Hawaii | 12.5 | Dropped - in Alaska or in Hawaii or Puerto Rico
Kapolei Energy Storage | 66067 | KES1 | Energy Storage | Hawaii | 185 | Dropped - in Alaska or in Hawaii or Puerto Rico
West Point (PA) | 52149 | GEN19 | Combustion Turbine | Pennsylvania | 1 | Dropped - Units whose status does not meet NEEDS criteria
Ho'Ohana Solar 1 | 63723 | H0001 | Solar PV | Hawaii | 52 | Dropped - in Alaska or in Hawaii or Puerto Rico
Ho'Ohana Solar 1 | 63723 | HESS1 | Energy Storage | Hawaii | 52 | Dropped - in Alaska or in Hawaii or Puerto Rico
University of Washington Power Plant | 54809 | TG3 | O/G Steam | Washington | 3 | Dropped - Plant is identified as onsite because it is a net buyer of electricity in 2021
Braddock Lock and Dam | 59091 | GEN1 | Hydro | Pennsylvania | 5.3 | Dropped - Units whose status does not meet NEEDS criteria
AES Maui Kuihelani Solar Hybrid | 64256 | KLNIB | Energy Storage | Hawaii | 60 | Dropped - in Alaska or in Hawaii or Puerto Rico
AES Maui Kuihelani Solar Hybrid | 64256 | KULNI | Solar PV | Hawaii | 60 | Dropped - in Alaska or in Hawaii or Puerto Rico
AES Mountain View Solar | 66002 | MVSBA | Energy Storage | Hawaii | 7 | Dropped - in Alaska or in Hawaii or Puerto Rico
AES Mountain View Solar | 66002 | MVSPV | Solar PV | Hawaii | 7 | Dropped - in Alaska or in Hawaii or Puerto Rico
MU Combined Heat and Power Plant | 50969 | GEN10 | O/G Steam | Missouri | 8 | Dropped - Plant is identified as onsite because it is a net buyer of electricity in 2021
Baldwin City Plant No 2 | 8020 | 10 | Combustion Turbine | Kansas | 2 | Dropped - Units whose status does not meet NEEDS criteria
Baldwin City Plant No 2 | 8020 | 9 | Combustion Turbine | Kansas | 2 | Dropped - Units whose status does not meet NEEDS criteria
Loma Rica Hydroelectric Powerhouse | 60988 | HY1 | Hydro | California | 1.4 | Dropped - Units whose status does not meet NEEDS criteria
AES Waiawa Phase 2 Solar | 66066 | WAIBA | Energy Storage | Hawaii | 30 | Dropped - in Alaska or in Hawaii or Puerto Rico
AES Waiawa Phase 2 Solar | 66066 | WAIPV | Solar PV | Hawaii | 30 | Dropped - in Alaska or in Hawaii or Puerto Rico
Killingly Energy Center | 61239 | KEC | Combined Cycle | Connecticut | 381.9 | Dropped - Units whose status does not meet NEEDS criteria
Killingly Energy Center | 61239 | KEC2 | Combined Cycle | Connecticut | 262.9 | Dropped - Units whose status does not meet NEEDS criteria
Hauser | 2185 | HAU10 | Hydro | Montana | 3.5 | Dropped - Units whose status does not meet NEEDS criteria
West Point (PA) | 52149 | GEN20 | Combustion Turbine | Pennsylvania | 2 | Dropped - Units whose status does not meet NEEDS criteria
Palestine Power Peaking Facility | 62684 | PP-1 | Combustion Turbine | Texas | 43 | Dropped - Units whose status does not meet NEEDS criteria
Palestine Power Peaking Facility | 62684 | PP-2 | Combustion Turbine | Texas | 43 | Dropped - Units whose status does not meet NEEDS criteria
Palestine Power Peaking Facility | 62684 | PP-3 | Combustion Turbine | Texas | 43 | Dropped - Units whose status does not meet NEEDS criteria
Palestine Power Peaking Facility | 62684 | PP-4 | Combustion Turbine | Texas | 43 | Dropped - Units whose status does not meet NEEDS criteria
Sealy Power Peaking Facility | 62685 | SP-1 | Combustion Turbine | Texas | 43 | Dropped - Units whose status does not meet NEEDS criteria
Sealy Power Peaking Facility | 62685 | SP-2 | Combustion Turbine | Texas | 43 | Dropped - Units whose status does not meet NEEDS criteria
Sealy Power Peaking Facility | 62685 | SP-3 | Combustion Turbine | Texas | 43 | Dropped - Units whose status does not meet NEEDS criteria
Sealy Power Peaking Facility | 62685 | SP-4 | Combustion Turbine | Texas | 43 | Dropped - Units whose status does not meet NEEDS criteria
Hale Kuawehi Solar Hybrid | 62529 | HKSOL | Solar PV | Hawaii | 30 | Dropped - in Alaska or in Hawaii or Puerto Rico
CSU Northridge Plant | 58422 | G6PV | Solar PV | California | 0.7 | Dropped - Plant is identified as onsite because it is a net buyer of electricity in 2021
Paeahu Solar Hybrid | 62534 | PHBA | Energy Storage | Hawaii | 15 | Dropped - in Alaska or in Hawaii or Puerto Rico
Paeahu Solar Hybrid | 62534 | PHSOL | Solar PV | Hawaii | 15 | Dropped - in Alaska or in Hawaii or Puerto Rico
Hale Kuawehi Solar Hybrid | 62529 | HKBA | Energy Storage | Hawaii | 30 | Dropped - in Alaska or in Hawaii or Puerto Rico
Barbers Point Solar, LLC | 64094 | BPBA | Energy Storage | Hawaii | 15 | Dropped - in Alaska or in Hawaii or Puerto Rico
Barbers Point Solar, LLC | 64094 | BPSOL | Solar PV | Hawaii | 15 | Dropped - in Alaska or in Hawaii or Puerto Rico
Kahana Solar, LLC | 64095 | KSBA | Energy Storage | Hawaii | 20 | Dropped - in Alaska or in Hawaii or Puerto Rico
Kahana Solar, LLC | 64095 | KSSOL | Solar PV | Hawaii | 20 | Dropped - in Alaska or in Hawaii or Puerto Rico
Gila Bend Power Generation Station | 55507 | 1 | Combined Cycle | Arizona | 156 | Dropped - Units whose status does not meet NEEDS criteria
Gila Bend Power Generation Station | 55507 | 2 | Combined Cycle | Arizona | 156 | Dropped - Units whose status does not meet NEEDS criteria
Gila Bend Power Generation Station | 55507 | 3 | Combined Cycle | Arizona | 156 | Dropped - Units whose status does not meet NEEDS criteria
Gila Bend Power Generation Station | 55507 | 4 | Combined Cycle | Arizona | 390 | Dropped - Units whose status does not meet NEEDS criteria
Tygart Hydropower | 64171 | 1 | Hydro | West Virginia | 3 | Dropped - Units whose status does not meet NEEDS criteria
Tygart Hydropower | 64171 | 2 | Hydro | West Virginia | 3 | Dropped - Units whose status does not meet NEEDS criteria
Tygart Hydropower | 64171 | 3 | Hydro | West Virginia | 3 | Dropped - Units whose status does not meet NEEDS criteria
Renovo Energy Center | 60786 | RECNY | Combined Cycle | Pennsylvania | 480 | Dropped - Units whose status does not meet NEEDS criteria
Renovo Energy Center | 60786 | RECPJ | Combined Cycle | Pennsylvania | 480 | Dropped - Units whose status does not meet NEEDS criteria
MEC South | 63912 | MECS | Combined Cycle | Michigan | 500 | Dropped - Units whose status does not meet NEEDS criteria
Parr GT | 3291 | GT5 | Combustion Turbine | South Carolina | 40.3 | Dropped - Units whose status does not meet NEEDS criteria
Parr GT | 3291 | GT6 | Combustion Turbine | South Carolina | 40.3 | Dropped - Units whose status does not meet NEEDS criteria
Papillion Creek Wastewater | 55027 | 1600C | Combustion Turbine | Nebraska | 2.4 | Dropped - Units whose status does not meet NEEDS criteria
Papillion Creek Wastewater | 55027 | 1600D | Combustion Turbine | Nebraska | 2.4 | Dropped - Units whose status does not meet NEEDS criteria
Victorville Energy Center, LLC (CA) | 62726 | 1 | Non-Fossil Waste | California | 20.1 | Dropped - Units whose status does not meet NEEDS criteria
Central Utility Plant - Texas A&M | 58151 | STG03 | Combined Cycle | Texas | 5 | Dropped - Units whose status does not meet NEEDS criteria
Montgomery L&D Hydroelectric Project | 62400 | NA1 | Hydro | Pennsylvania | 5.5 | Dropped - Units whose status does not meet NEEDS criteria
Emsworth L&D Hydroelectric Project | 62433 | NA1 | Hydro | Pennsylvania | 5 | Dropped - Units whose status does not meet NEEDS criteria
Montgomery L&D Hydroelectric Project | 62400 | NA2 | Hydro | Pennsylvania | 5.5 | Dropped - Units whose status does not meet NEEDS criteria
Allegheny L&D2 Hydroelectric Project | 62401 | NA1 | Hydro | Pennsylvania | 2.5 | Dropped - Units whose status does not meet NEEDS criteria
Emsworth L&D Hydroelectric Project | 62433 | NA2 | Hydro | Pennsylvania | 5 | Dropped - Units whose status does not meet NEEDS criteria
FGE Texas I | 58931 | CA1 | Combined Cycle | Texas | 249.9 | Dropped - Units whose status does not meet NEEDS criteria
FGE Texas I | 58931 | GT1 | Combined Cycle | Texas | 226.7 | Dropped - Units whose status does not meet NEEDS criteria
FGE Texas I | 58931 | GT2 | Combined Cycle | Texas | 226.7 | Dropped - Units whose status does not meet NEEDS criteria
Montgomery L&D Hydroelectric Project | 62400 | NA3 | Hydro | Pennsylvania | 5.5 | Dropped - Units whose status does not meet NEEDS criteria
Allegheny L&D2 Hydroelectric Project | 62401 | NA2 | Hydro | Pennsylvania | 2.5 | Dropped - Units whose status does not meet NEEDS criteria
Emsworth L&D Hydroelectric Project | 62433 | NA3 | Hydro | Pennsylvania | 5 | Dropped - Units whose status does not meet NEEDS criteria
Emsworth BC Hydroelectric Project | 62434 | NA3 | Hydro | Pennsylvania | 5 | Dropped - Units whose status does not meet NEEDS criteria
Hartford Hospital Cogeneration | 52061 | GEN5 | Combined Cycle | Connecticut | 5.4 | Dropped - Units whose status does not meet NEEDS criteria
Sweetheart Lake Hydroelectric Facility | 60588 | JHI01 | Hydro | Alaska | 6.6 | Dropped - Units whose status does not meet NEEDS criteria
Sweetheart Lake Hydroelectric Facility | 60588 | JHI02 | Hydro | Alaska | 6.6 | Dropped - Units whose status does not meet NEEDS criteria
Sweetheart Lake Hydroelectric Facility | 60588 | JHI03 | Hydro | Alaska | 6.6 | Dropped - Units whose status does not meet NEEDS criteria
ESC Harrison County Power | 60206 | HCCA1 | Combined Cycle | West Virginia | 205.4 | Dropped - Units whose status does not meet NEEDS criteria
ESC Harrison County Power | 60206 | HCCT1 | Combined Cycle | West Virginia | 319.1 | Dropped - Units whose status does not meet NEEDS criteria
Grenada Lake Hydroelectric Project | 62430 | NA1 | Hydro | Mississippi | 4 | Dropped - Units whose status does not meet NEEDS criteria
Grenada Lake Hydroelectric Project | 62430 | NA2 | Hydro | Mississippi | 4 | Dropped - Units whose status does not meet NEEDS criteria
Hauser | 2185 | HAU12 | Hydro | Montana | 3.5 | Dropped - Units whose status does not meet NEEDS criteria
Hartford Hospital Cogeneration | 52061 | GEN6 | Combustion Turbine | Connecticut | 6 | Dropped - Units whose status does not meet NEEDS criteria
CE&P Imperial Valley 1 | 60670 | 1 | Non-Fossil Waste | California | 50 | Dropped - Units whose status does not meet NEEDS criteria
Lincoln Land Energy Center | 62022 | GEN1 | Combined Cycle | Illinois | 520 | Dropped - Units whose status does not meet NEEDS criteria
Lincoln Land Energy Center | 62022 | GEN2 | Combined Cycle | Illinois | 520 | Dropped - Units whose status does not meet NEEDS criteria
Grays Landing L&D Hydroelectric Project | 62388 | NA1 | Hydro | Pennsylvania | 4.5 | Dropped - Units whose status does not meet NEEDS criteria
Overton Hydroelectric Project | 62391 | NA1 | Hydro | Louisiana | 5.5 | Dropped - Units whose status does not meet NEEDS criteria
Overton Hydroelectric Project | 62391 | NA2 | Hydro | Louisiana | 5.5 | Dropped - Units whose status does not meet NEEDS criteria
Arkabutla Lake Hydroelectric Project | 62402 | NA1 | Hydro | Mississippi | 1.5 | Dropped - Units whose status does not meet NEEDS criteria
Reidsville Energy Center | 61240 | REC | Combined Cycle | North Carolina | 259 | Dropped - Units whose status does not meet NEEDS criteria
Reidsville Energy Center | 61240 | REC2 | Combined Cycle | North Carolina | 227 | Dropped - Units whose status does not meet NEEDS criteria
Grays Landing L&D Hydroelectric Project | 62388 | NA2 | Hydro | Pennsylvania | 4.5 | Dropped - Units whose status does not meet NEEDS criteria
Overton Hydroelectric Project | 62391 | NA3 | Hydro | Louisiana | 5.5 | Dropped - Units whose status does not meet NEEDS criteria
Overton Hydroelectric Project | 62391 | NA4 | Hydro | Louisiana | 5.5 | Dropped - Units whose status does not meet NEEDS criteria
Arkabutla Lake Hydroelectric Project | 62402 | NA2 | Hydro | Mississippi | 1.5 | Dropped - Units whose status does not meet NEEDS criteria
Opekiska L&D Hydroelectric Project | 62386 | NA1 | Hydro | West Virginia | 2 | Dropped - Units whose status does not meet NEEDS criteria
Morgantown L&D Hydroelectric Project | 62387 | NA1 | Hydro | West Virginia | 1.5 | Dropped - Units whose status does not meet NEEDS criteria
Overton Hydroelectric Project | 62391 | NA5 | Hydro | Louisiana | 5.5 | Dropped - Units whose status does not meet NEEDS criteria
Overton Hydroelectric Project | 62391 | NA6 | Hydro | Louisiana | 5.5 | Dropped - Units whose status does not meet NEEDS criteria
Opekiska L&D Hydroelectric Project | 62386 | NA2 | Hydro | West Virginia | 2 | Dropped - Units whose status does not meet NEEDS criteria
Morgantown L&D Hydroelectric Project | 62387 | NA2 | Hydro | West Virginia | 1.5 | Dropped - Units whose status does not meet NEEDS criteria
KY No. 11 L&D Hydroelectric Project | 62390 | NA1 | Hydro | Kentucky | 0.3 | Dropped - Units whose status does not meet NEEDS criteria
Beverly L&D Hydroelectric Project | 62403 | NA1 | Hydro | Ohio | 1.2 | Dropped - Units whose status does not meet NEEDS criteria
Monongahela L&D4 Hydroelectric Project | 62404 | NA1 | Hydro | Pennsylvania | 4.5 | Dropped - Units whose status does not meet NEEDS criteria
Sardis Lake Hydroelectric Project | 62425 | NA1 | Hydro | Mississippi | 5.5 | Dropped - Units whose status does not meet NEEDS criteria
Rokeby L&D Hydroelectric Project | 62426 | NA1 | Hydro | Ohio | 1.5 | Dropped - Units whose status does not meet NEEDS criteria
Philo L&D Hydroelectric Project | 62427 | NA1 | Hydro | Ohio | 1.2 | Dropped - Units whose status does not meet NEEDS criteria
Lowell L&D Hydroelectric Project | 62429 | NA1 | Hydro | Ohio | 2 | Dropped - Units whose status does not meet NEEDS criteria
Enid Lake Hydroelectric Project | 62432 | NA1 | Hydro | Mississippi | 1.5 | Dropped - Units whose status does not meet NEEDS criteria
Devola L&D Hydroelectric Project | 62435 | NA1 | Hydro | Ohio | 1 | Dropped - Units whose status does not meet NEEDS criteria
Point Marion L&D Hydroelectric Project | 62384 | NA1 | Hydro | Pennsylvania | 1.5 | Dropped - Units whose status does not meet NEEDS criteria
Maxwell L&D Hydroelectric Project | 62385 | NA1 | Hydro | Pennsylvania | 4.5 | Dropped - Units whose status does not meet NEEDS criteria
KY No. 11 L&D Hydroelectric Project | 62390 | NA2 | Hydro | Kentucky | 0.3 | Dropped - Units whose status does not meet NEEDS criteria
KY No. 11 L&D Hydroelectric Project | 62390 | NA3 | Hydro | Kentucky | 0.3 | Dropped - Units whose status does not meet NEEDS criteria
KY No. 11 L&D Hydroelectric Project | 62390 | NA4 | Hydro | Kentucky | 0.3 | Dropped - Units whose status does not meet NEEDS criteria
KY No. 11 L&D Hydroelectric Project | 62390 | NA5 | Hydro | Kentucky | 0.3 | Dropped - Units whose status does not meet NEEDS criteria
Beverly L&D Hydroelectric Project | 62403 | NA2 | Hydro | Ohio | 1.2 | Dropped - Units whose status does not meet NEEDS criteria
Monongahela L&D4 Hydroelectric Project | 62404 | NA2 | Hydro | Pennsylvania | 4.5 | Dropped - Units whose status does not meet NEEDS criteria
Sardis Lake Hydroelectric Project | 62425 | NA2 | Hydro | Mississippi | 5.5 | Dropped - Units whose status does not meet NEEDS criteria
Rokeby L&D Hydroelectric Project | 62426 | NA2 | Hydro | Ohio | 1.5 | Dropped - Units whose status does not meet NEEDS criteria
Philo L&D Hydroelectric Project | 62427 | NA2 | Hydro | Ohio | 1.2 | Dropped - Units whose status does not meet NEEDS criteria
Malta L&D Hydroelectric Project | 62428 | NA1 | Hydro | Ohio | 1 | Dropped - Units whose status does not meet NEEDS criteria
Malta L&D Hydroelectric Project | 62428 | NA2 | Hydro | Ohio | 1 | Dropped - Units whose status does not meet NEEDS criteria
Lowell L&D Hydroelectric Project | 62429 | NA2 | Hydro | Ohio | 2 | Dropped - Units whose status does not meet NEEDS criteria
Enid Lake Hydroelectric Project | 62432 | NA2 | Hydro | Mississippi | 1.5 | Dropped - Units whose status does not meet NEEDS criteria
Emsworth BC Hydroelectric Project | 62434 | NA1 | Hydro | Pennsylvania | 3 | Dropped - Units whose status does not meet NEEDS criteria
Devola L&D Hydroelectric Project | 62435 | NA2 | Hydro | Ohio | 1 | Dropped - Units whose status does not meet NEEDS criteria
Point Marion L&D Hydroelectric Project | 62384 | NA2 | Hydro | Pennsylvania | 1.5 | Dropped - Units whose status does not meet NEEDS criteria
Maxwell L&D Hydroelectric Project | 62385 | NA2 | Hydro | Pennsylvania | 4.5 | Dropped - Units whose status does not meet NEEDS criteria
Emsworth BC Hydroelectric Project | 62434 | NA2 | Hydro | Pennsylvania | 4 | Dropped - Units whose status does not meet NEEDS criteria
Evelyn Hydroelectric Project | 62748 | 1 | Hydro | Kentucky | 0.6 | Dropped - Units whose status does not meet NEEDS criteria
Evelyn Hydroelectric Project | 62748 | 2 | Hydro | Kentucky | 0.6 | Dropped - Units whose status does not meet NEEDS criteria
Evelyn Hydroelectric Project | 62748 | 3 | Hydro | Kentucky | 0.2 | Dropped - Units whose status does not meet NEEDS criteria
Evelyn Hydroelectric Project | 62748 | 4 | Hydro | Kentucky | 0.2 | Dropped - Units whose status does not meet NEEDS criteria
Evelyn Hydroelectric Project | 62748 | 5 | Hydro | Kentucky | 0.6 | Dropped - Units whose status does not meet NEEDS criteria
Evelyn Hydroelectric Project | 62748 | 6 | Hydro | Kentucky | 0.6 | Dropped - Units whose status does not meet NEEDS criteria
Geismar | 10319 | GEN4 | Combustion Turbine | Louisiana | 42 | Dropped - Units whose status does not meet NEEDS criteria
Geismar | 10319 | GEN5 | O/G Steam | Louisiana | 25 | Dropped - Units whose status does not meet NEEDS criteria
La Paz Solar Tower | 58652 | 1 | Solar Thermal | Arizona | 200 | Dropped - Units whose status does not meet NEEDS criteria
Mill Pond Hydro | 65399 | U3 | Hydro | New York | 0.5 | Dropped - Units whose status does not meet NEEDS criteria
Mahoney Lake Hydroelectric | 59027 | GEN 1 | Hydro | Alaska | 9.6 | Dropped - Units whose status does not meet NEEDS criteria
Hauser | 2185 | HAU9 | Hydro | Montana | 3.5 | Dropped - Units whose status does not meet NEEDS criteria
Clean Path Energy Center | 60289 | CPEC1 | Combined Cycle | New Mexico | 680 | Dropped - Units whose status does not meet NEEDS criteria
UAMPS Carbon Free Power Plant | 61075 | NPM1 | Nuclear | Idaho | 72.7 | Dropped - Units whose status does not meet NEEDS criteria
UAMPS Carbon Free Power Plant | 61075 | NPM2 | Nuclear | Idaho | 72.7 | Dropped - Units whose status does not meet NEEDS criteria
UAMPS Carbon Free Power Plant | 61075 | NPM3 | Nuclear | Idaho | 72.7 | Dropped - Units whose status does not meet NEEDS criteria
UAMPS Carbon Free Power Plant | 61075 | NPM4 | Nuclear | Idaho | 72.7 | Dropped - Units whose status does not meet NEEDS criteria
UAMPS Carbon Free Power Plant | 61075 | NPM5 | Nuclear | Idaho | 72.7 | Dropped - Units whose status does not meet NEEDS criteria
UAMPS Carbon Free Power Plant | 61075 | NPM6 | Nuclear | Idaho | 72.7 | Dropped - Units whose status does not meet NEEDS criteria
Humacao Solar Project, LLC | 61133 | SSO01 | Solar PV | #N/A | 20 | Dropped - in Alaska or in Hawaii or Puerto Rico
Bacardi Catano Plant | 66096 | CHP | Fossil Waste | #N/A | 3 | Dropped - in Alaska or in Hawaii or Puerto Rico
Eaton Corp - Arecibo - Puerto Rico Hybrid | 64613 | BATT1 | Energy Storage | #N/A | 1 | Dropped - in Alaska or in Hawaii or Puerto Rico
Eaton Corp - Arecibo - Puerto Rico Hybrid | 64613 | BATT2 | Energy Storage | #N/A | 1 | Dropped - in Alaska or in Hawaii or Puerto Rico
Eaton Corp - Arecibo - Puerto Rico Hybrid | 64613 | SOL1 | Solar PV | #N/A | 2.2 | Dropped - in Alaska or in Hawaii or Puerto Rico
Eaton Corp - Arecibo - Puerto Rico Hybrid | 64613 | SOL2 | Solar PV | #N/A | 2.2 | Dropped - in Alaska or in Hawaii or Puerto Rico
CoGen Stryker Puerto Rico | 66058 | 1 | Combustion Turbine | #N/A | 0.8 | Dropped - Units whose status does not meet NEEDS criteria
CoGen Stryker Puerto Rico | 66058 | 2 | Combustion Turbine | #N/A | 0.8 | Dropped - Units whose status does not meet NEEDS criteria
Gadsden | 7 | 1 | O/G Steam | Alabama | 64 | Dropped - Units whose status does not meet NEEDS criteria
Gadsden | 7 | 2 | O/G Steam | Alabama | 66 | Dropped - Units whose status does not meet NEEDS criteria
Weston | 4078 | 2 | O/G Steam | Wisconsin | 75.4 | Dropped - Units whose status does not meet NEEDS criteria
Comanche (CO) | 470 | 1 | Coal Steam | Colorado | 325 | Dropped - Units whose status does not meet NEEDS criteria
E D Edwards | 856 | 2 | Coal Steam | Illinois | 245 | Dropped - Units whose status does not meet NEEDS criteria
E D Edwards | 856 | 3 | Coal Steam | Illinois | 315 | Dropped - Units whose status does not meet NEEDS criteria
St Clair | 1743 | 2 | Coal Steam | Michigan | 154 | Dropped - Units whose status does not meet NEEDS criteria
St Clair | 1743 | 3 | Coal Steam | Michigan | 160 | Dropped - Units whose status does not meet NEEDS criteria
St Clair | 1743 | 6 | Coal Steam | Michigan | 311 | Dropped - Units whose status does not meet NEEDS criteria
St Clair | 1743 | 7 | Coal Steam | Michigan | 440 | Dropped - Units whose status does not meet NEEDS criteria
Trenton Channel | 1745 | 9 | Coal Steam | Michigan | 495 | Dropped - Units whose status does not meet NEEDS criteria
Meramec | 2104 | 1 | O/G Steam | Missouri | 113 | Dropped - Units whose status does not meet NEEDS criteria
Meramec | 2104 | 2 | O/G Steam | Missouri | 113 | Dropped - Units whose status does not meet NEEDS criteria
Meramec | 2104 | 3 | Coal Steam | Missouri | 220 | Dropped - Units whose status does not meet NEEDS criteria
Meramec | 2104 | 4 | Coal Steam | Missouri | 290 | Dropped - Units whose status does not meet NEEDS criteria
Plant X | 3485 | 3 | O/G Steam | Texas | 93 | Dropped - Units whose status does not meet NEEDS criteria
Chanarambie Power Partners, LLC | 56142 | WND1 | Onshore Wind | Minnesota | 85.5 | Dropped - Units whose status does not meet NEEDS criteria
Viking Wind Partners | 56153 | 1 | Onshore Wind | Minnesota | 12 | Dropped - Units whose status does not meet NEEDS criteria
Santa Maria EPG | 56284 | EPG | Fossil Waste | California | 5.3 | Dropped - Units whose status does not meet NEEDS criteria
Carbon Limestone | 56868 | 1 | Landfill Gas | Ohio | 1.4 | Dropped - Units whose status does not meet NEEDS criteria
Carbon Limestone | 56868 | 10 | Landfill Gas | Ohio | 1.4 | Dropped - Units whose status does not meet NEEDS criteria
Carbon Limestone | 56868 | 11 | Landfill Gas | Ohio | 1.4 | Dropped - Units whose status does not meet NEEDS criteria
Carbon Limestone | 56868 | 12 | Landfill Gas | Ohio | 1.4 | Dropped - Units whose status does not meet NEEDS criteria
Carbon Limestone | 56868 | 13 | Landfill Gas | Ohio | 1.4 | Dropped - Units whose status does not meet NEEDS criteria
Carbon Limestone | 56868 | 14 | Landfill Gas | Ohio | 1.4 | Dropped - Units whose status does not meet NEEDS criteria
Carbon Limestone | 56868 | 15 | Landfill Gas | Ohio | 1.4 | Dropped - Units whose status does not meet NEEDS criteria
Carbon Limestone | 56868 | 16 | Landfill Gas | Ohio | 1.4 | Dropped - Units whose status does not meet NEEDS criteria
Carbon Limestone | 56868 | 17 | Landfill Gas | Ohio | 1.6 | Dropped - Units whose status does not meet NEEDS criteria
Carbon Limestone | 56868 | 18 | Landfill Gas | Ohio | 1.6 | Dropped - Units whose status does not meet NEEDS criteria
Carbon Limestone | 56868 | 2 | Landfill Gas | Ohio | 1.4 | Dropped - Units whose status does not meet NEEDS criteria
Carbon Limestone | 56868 | 3 | Landfill Gas | Ohio | 1.4 | Dropped - Units whose status does not meet NEEDS criteria
Carbon Limestone | 56868 | 4 | Landfill Gas | Ohio | 1.4 | Dropped - Units whose status does not meet NEEDS criteria
Carbon Limestone | 56868 | 5 | Landfill Gas | Ohio | 1.4 | Dropped - Units whose status does not meet NEEDS criteria
Carbon Limestone | 56868 | 6 | Landfill Gas | Ohio | 1.4 | Dropped - Units whose status does not meet NEEDS criteria
Carbon Limestone | 56868 | 7 | Landfill Gas | Ohio | 1.4 | Dropped - Units whose status does not meet NEEDS criteria
Carbon Limestone | 56868 | 8 | Landfill Gas | Ohio | 1.4 | Dropped - Units whose status does not meet NEEDS criteria
Carbon Limestone | 56868 | 9 | Landfill Gas | Ohio | 1.4 | Dropped - Units whose status does not meet NEEDS criteria
KRS I Anahola Solar Hybrid | 58639 | B5B6 | Energy Storage | Hawaii | 6 | Dropped - Units whose status does not meet NEEDS criteria
Tehachapi Energy Storage Project | 59661 | TSP1 | Energy Storage | California | 8 | Dropped - Units whose status does not meet NEEDS criteria
Overlook Medical Center | 62622 | CHPS2 | Combustion Turbine | New Jersey | 1 | Dropped - Units whose status does not meet NEEDS criteria
Hudson Avenue | 2496 | GT3 | Combustion Turbine | New York | 13.5 | Dropped - Units whose status does not meet NEEDS criteria
Hudson Avenue | 2496 | GT5 | Combustion Turbine | New York | 14.1 | Dropped - Units whose status does not meet NEEDS criteria
St Marys IC | 6338 | 1B | Combustion Turbine | Alaska | 0.5 | Dropped - Units whose status does not meet NEEDS criteria
St Marys IC | 6338 | 2 | Combustion Turbine | Alaska | 0.6 | Dropped - Units whose status does not meet NEEDS criteria
St Marys IC | 6338 | 3 | Combustion Turbine | Alaska | 0.9 | Dropped - Units whose status does not meet NEEDS criteria
Barrow | 7173 | 10 | Combustion Turbine | Alaska | 1.5 | Dropped - Units whose status does not meet NEEDS criteria
Barrow | 7173 | 9 | Combustion Turbine | Alaska | 1.5 | Dropped - Units whose status does not meet NEEDS criteria
New Knoxville | 7898 | 1 | Combustion Turbine | Ohio | 1 | Dropped - Units whose status does not meet NEEDS criteria
Dickerson Power | 1572 | GT1 | Combustion Turbine | Maryland | 18 | Dropped - Units whose status does not meet NEEDS criteria
Elk River City of | 1971 | 5 | Landfill Gas | Minnesota | 0.8 | Dropped - Units whose status does not meet NEEDS criteria
Elk River City of | 1971 | 6 | Landfill Gas | Minnesota | 0.8 | Dropped - Units whose status does not meet NEEDS criteria
Elk River City of | 1971 | 7 | Landfill Gas | Minnesota | 0.8 | Dropped - Units whose status does not meet NEEDS criteria
Elk River City of | 1971 | 8 | Landfill Gas | Minnesota | 0.8 | Dropped - Units whose status does not meet NEEDS criteria
Elkton | 52148 | GEN3 | Combustion Turbine | Virginia | 1 | Dropped - Units whose status does not meet NEEDS criteria
Rancho Penasquitos | 56615 | G100 | Hydro | California | 3.6 | Dropped - Units whose status does not meet NEEDS criteria
Grand Valley Project Power Plant | 473 | 1 | Hydro | Colorado | 1.5 | Dropped - Units whose status does not meet NEEDS criteria
Martin Drake | 492 | 6 | Coal Steam | Colorado | 77 | Dropped - Units whose status does not meet NEEDS criteria
Martin Drake | 492 | 7 | O/G Steam | Colorado | 131 | Dropped - Units whose status does not meet NEEDS criteria
Morgantown Generating Plant | 1573 | GT1 | Combustion Turbine | Maryland | 13 | Dropped - Units whose status does not meet NEEDS criteria
Morgantown Generating Plant | 1573 | GT2 | Combustion Turbine | Maryland | 13 | Dropped - Units whose status does not meet NEEDS criteria
Hutchinson Plant #1 | 1980 | 3 | Combustion Turbine | Minnesota | 3.9 | Dropped - Units whose status does not meet NEEDS criteria
San Juan | 2451 | 4 | Coal Steam | New Mexico | 507 | Dropped - Units whose status does not meet NEEDS criteria
Williams | 3298 | 1 | Combustion Turbine | South Carolina | 20 | Dropped - Units whose status does not meet NEEDS criteria
Williams | 3298 | 2 | Combustion Turbine | South Carolina | 20 | Dropped - Units whose status does not meet NEEDS criteria
Galena Electric Utility | 7437 | 1A | Combustion Turbine | Alaska | 0.8 | Dropped - Units whose status does not meet NEEDS criteria
Galena Electric Utility | 7437 | 3A | Combustion Turbine | Alaska | 0.8 | Dropped - Units whose status does not meet NEEDS criteria
AES Hawaii | 10673 | GEN1 | Coal Steam | Hawaii | 180 | Dropped - Units whose status does not meet NEEDS criteria
Rifle Generating Station | 10755 | GT2 | Combined Cycle | Colorado | 13 | Dropped - Units whose status does not meet NEEDS criteria
Rifle Generating Station | 10755 | GT3 | Combined Cycle | Colorado | 13 | Dropped - Units whose status does not meet NEEDS criteria
Rifle Generating Station | 10755 | GT4 | Combined Cycle | Colorado | 13 | Dropped - Units whose status does not meet NEEDS criteria
Rifle Generating Station | 10755 | ST1 | Combined Cycle | Colorado | 34 | Dropped - Units whose status does not meet NEEDS criteria
Wintec Energy Ltd | 50276 | EXIS | Onshore Wind | California | 5.9 | Dropped - Units whose status does not meet NEEDS criteria
William Beaumont Hospital | 50937 | GENA | Combustion Turbine | Michigan | 1.9 | Dropped - Units whose status does not meet NEEDS criteria
William Beaumont Hospital | 50937 | GENB | Combustion Turbine | Michigan | 1.9 | Dropped - Units whose status does not meet NEEDS criteria
University of Washington Power Plant | 54809 | TG2 | O/G Steam | Washington | 5 | Dropped - Units whose status does not meet NEEDS criteria
Prima Plant | 55601 | UNT1 | Landfill Gas | California | 2.7 | Dropped - Units whose status does not meet NEEDS criteria
Prima Plant | 55601 | UNT2 | Landfill Gas | California | 2.7 | Dropped - Units whose status does not meet NEEDS criteria
Rock Creek Dairy | 58142 | CHP1 | Non-Fossil Waste | Idaho | 1.6 | Dropped - Units whose status does not meet NEEDS criteria
Rock Creek Dairy | 58142 | CHP2 | Non-Fossil Waste | Idaho | 1.6 | Dropped - Units whose status does not meet NEEDS criteria
Joppa Steam | 887 | 1 | Coal Steam | Illinois | 158 | Dropped - Units whose status does not meet NEEDS criteria
Joppa Steam | 887 | 2 | Coal Steam | Illinois | 158 | Dropped - Units whose status does not meet NEEDS criteria
Joppa Steam | 887 | 3 | Coal Steam | Illinois | 158 | Dropped - Units whose status does not meet NEEDS criteria
Joppa Steam | 887 | 4 | Coal Steam | Illinois | 158 | Dropped - Units whose status does not meet NEEDS criteria
Joppa Steam | 887 | 5 | Coal Steam | Illinois | 158 | Dropped - Units whose status does not meet NEEDS criteria
Joppa Steam | 887 | 6 | Coal Steam | Illinois | 158 | Dropped - Units whose status does not meet NEEDS criteria
MEPI GT Facility | 7858 | 1 | Combustion Turbine | Illinois | 55 | Dropped - Units whose status does not meet NEEDS criteria
MEPI GT Facility | 7858 | 2 | Combustion Turbine | Illinois | 55 | Dropped - Units whose status does not meet NEEDS criteria
MEPI GT Facility | 7858 | 3 | Combustion Turbine | Illinois | 55 | Dropped - Units whose status does not meet NEEDS criteria
MEPI GT Facility | 7858 | 4 | Combustion Turbine | Illinois | 37 | Dropped - Units whose status does not meet NEEDS criteria
MEPI GT Facility | 7858 | 5 | Combustion Turbine | Illinois | 37 | Dropped - Units whose status does not meet NEEDS criteria
UCI Fuel Cell | 60120 | MB-16 | Fuel Cell | California | 1.4 | Dropped - Units whose status does not meet NEEDS criteria
Arnold | 2216 | 1 | Combustion Turbine | Nebraska | 0.5 | Dropped - Units whose status does not meet NEEDS criteria
Arnold | 2216 | 2A | Combustion Turbine | Nebraska | 0.1 | Dropped - Units whose status does not meet NEEDS criteria
Arnold | 2216 | 3 | Combustion Turbine | Nebraska | 0.2 | Dropped - Units whose status does not meet NEEDS criteria
Arnold | 2216 | 4 | Combustion Turbine | Nebraska | 0.2 | Dropped - Units whose status does not meet NEEDS criteria
Nassau Energy Corp | 52056 | GT1 | Combined Cycle | New York | 38 | Dropped - Units whose status does not meet NEEDS criteria
Nassau Energy Corp | 52056 | ST1 | Combined Cycle | New York | 12 | Dropped - Units whose status does not meet NEEDS criteria
CT Resource Rec Authority Facility | 54945 | NO 5 | Municipal Solid Waste | Connecticut | 28.8 | Dropped - Units whose status does not meet NEEDS criteria
CT Resource Rec Authority Facility | 54945 | NO 6 | Municipal Solid Waste | Connecticut | 29.7 | Dropped - Units whose status does not meet NEEDS criteria
Minwind 3-9 | 56123 | 1 | Onshore Wind | Minnesota | 11.6 | Dropped - Units whose status does not meet NEEDS criteria
Elwood Energy Storage Center | 59959 | WCBS | Energy Storage | Illinois | 19.8 | Dropped - Units whose status does not meet NEEDS criteria
Jake Energy Storage Center | 59960 | JBS | Energy Storage | Illinois | 19.8 | Dropped - Units whose status does not meet NEEDS criteria
Waukegan | 883 | 7 | Coal Steam | Illinois | 328 | Dropped - Units whose status does not meet NEEDS criteria
Waukegan | 883 | 8 | Coal Steam | Illinois | 361 | Dropped - Units whose status does not meet NEEDS criteria
Will County | 884 | 4 | Coal Steam | Illinois | 510 | Dropped - Units whose status does not meet NEEDS criteria
Morgantown Generating Plant | 1573 | ST1 | Coal Steam | Maryland | 596 | Dropped - Units whose status does not meet NEEDS criteria
Morgantown Generating Plant | 1573 | ST2 | Coal Steam | Maryland | 609 | Dropped - Units whose status does not meet NEEDS criteria
Doreen | 1631 | DORE | Combustion Turbine | Massachusetts | 16.1 | Dropped - Units whose status does not meet NEEDS criteria
Essential Power Massachusetts LLC | 1642 | GT-1 | Combustion Turbine | Massachusetts | 33.3 | Dropped - Units whose status does not meet NEEDS criteria
Essential Power Massachusetts LLC | 1642 | GT-2 | Combustion Turbine | Massachusetts | 33.4 | Dropped - Units whose status does not meet NEEDS criteria
Essential Power Massachusetts LLC | 1642 | WS10 | Combustion Turbine | Massachusetts | 17.1 | Dropped - Units whose status does not meet NEEDS criteria
Woodland Road | 1643 | WOOD | Combustion Turbine | Massachusetts | 16.5 | Dropped - Units whose status does not meet NEEDS criteria
Palisades | 1715 | 1 | Nuclear | Michigan | 768.5 | Dropped - Units whose status does not meet NEEDS criteria
PSEG Essex Generating Station | 2401 | 9 | Combustion Turbine | New Jersey | 81 | Dropped - Units whose status does not meet NEEDS criteria
San Juan | 2451 | 1 | Coal Steam | New Mexico | 340 | Dropped - Units whose status does not meet NEEDS criteria
TalenEnergy Martin Creek LLC Allentown | 3139 | CTG1 | Combustion Turbine | Pennsylvania | 14 | Dropped - Units whose status does not meet NEEDS criteria
TalenEnergy Martin Creek LLC Allentown | 3139 | CTG2 | Combustion Turbine | Pennsylvania | 14 | Dropped - Units whose status does not meet NEEDS criteria
TalenEnergy Martin Creek LLC Allentown | 3139 | CTG3 | Combustion Turbine | Pennsylvania | 14 | Dropped - Units whose status does not meet NEEDS criteria
TalenEnergy Martin Creek LLC Allentown | 3139 | CTG4 | Combustion Turbine | Pennsylvania | 14 | Dropped - Units whose status does not meet NEEDS criteria
TalenEnergy Martins Creek LLC Harrisburg | 3143 | CTG1 | Combustion Turbine | Pennsylvania | 13.4 | Dropped - Units whose status does not meet NEEDS criteria
TalenEnergy Martins Creek LLC Harrisburg | 3143 | CTG2 | Combustion Turbine | Pennsylvania | 13.9 | Dropped - Units whose status does not meet NEEDS criteria
TalenEnergy Martins Creek LLC Harrisburg | 3143 | CTG3 | Combustion Turbine | Pennsylvania | 13.8 | Dropped - Units whose status does not meet NEEDS criteria
TalenEnergy Martins Creek | 3148 | CTG3 | Combustion Turbine | Pennsylvania | 18 | Dropped - Units whose status does not meet NEEDS criteria
Tesoro Wilmington Calciner | 10601 | GEN1 | Non-Fossil Waste | California | 30.7 | Dropped - Units whose status does not meet NEEDS criteria
Saint Francis Hospital | 50952 | GEN1 | Combustion Turbine | Illinois | 0.8 | Dropped - Units whose status does not meet NEEDS criteria
Saint Francis Hospital | 50952 | GEN2 | Combustion Turbine | Illinois | 0.8 | Dropped - Units whose status does not meet NEEDS criteria
Akron Recycle Energy Plant | 54265 | 1 | O/G Steam | Ohio | 2 | Dropped - Units whose status does not meet NEEDS criteria
Akron Recycle Energy Plant | 54265 | 2 | O/G Steam | Ohio | 2 | Dropped - Units whose status does not meet NEEDS criteria
International Paper Riegelwood Mill | 54656 | NO 1 | Non-Fossil Waste | North Carolina | 7.8 | Dropped - Units whose status does not meet NEEDS criteria
Jefferson Avenue | 60499 | 1 | Solar PV | New Jersey | 1.7 | Dropped - Units whose status does not meet NEEDS criteria
TalenEnergy Martins Creek LLC Harwood | 3144 | CTG1 | Combustion Turbine | Pennsylvania | 12.9 | Dropped - Units whose status does not meet NEEDS criteria
TalenEnergy Martins Creek LLC Harwood | 3144 | CTG2 | Combustion Turbine | Pennsylvania | 12.3 | Dropped - Units whose status does not meet NEEDS criteria
W H Zimmer | 6019 | ST1 | Coal Steam | Ohio | 1305 | Dropped - Units whose status does not meet NEEDS criteria
Logan Generating Plant | 10043 | GEN1 | Coal Steam | New Jersey | 219 | Dropped - Units whose status does not meet NEEDS criteria
Pedricktown Cogeneration Company LP | 10099 | GEN1 | Combined Cycle | New Jersey | 112.8 | Dropped - Units whose status does not meet NEEDS criteria
Pedricktown Cogeneration Company LP | 10099 | GEN2 | Combined Cycle | New Jersey | 112.8 | Dropped - Units whose status does not meet NEEDS criteria
Hillman Power LLC | 10346 | GEN1 | Biomass | Michigan | 17.7 | Dropped - Units whose status does not meet NEEDS criteria
Newark Bay Cogeneration Partnership LP | 50385 | GEN1 | Combined Cycle | New Jersey | 120.2 | Dropped - Units whose status does not meet NEEDS criteria
Newark Bay Cogeneration Partnership LP | 50385 | GEN2 | Combined Cycle | New Jersey | 120.2 | Dropped - Units whose status does not meet NEEDS criteria
Newark Bay Cogeneration Partnership LP | 50385 | GEN3 | Combined Cycle | New Jersey | 120.2 | Dropped - Units whose status does not meet NEEDS criteria
Ottawa County Project | 56865 | 1 | Landfill Gas | Ohio | 1.4 | Dropped - Units whose status does not meet NEEDS criteria
Ottawa County Project | 56865 | 2 | Landfill Gas | Ohio | 1.4 | Dropped - Units whose status does not meet NEEDS criteria
Deutsche Bank- Piscataway Solar | 60803 | DBPIS | Solar PV | New Jersey | 1 | Dropped - Units whose status does not meet NEEDS criteria
Windom | 2023 | GT1 | Combustion Turbine | Minnesota | 2.5 | Dropped - Units whose status does not meet NEEDS criteria
Dunkirk Generating Plant | 2554 | 1 | Coal Steam | New York | 75 | Dropped - Units whose status does not meet NEEDS criteria
Dunkirk Generating Plant | 2554 | 3 | Coal Steam | New York | 185 | Dropped - Units whose status does not meet NEEDS criteria
Dunkirk Generating Plant | 2554 | ST4 | Coal Steam | New York | 185 | Dropped - Units whose status does not meet NEEDS criteria
TalenEnergy Martins Creek LLC Fishbach | 3142 | UNT1 | Combustion Turbine | Pennsylvania | 14 | Dropped - Units whose status does not meet NEEDS criteria
TalenEnergy Martins Creek LLC Fishbach | 3142 | UNT2 | Combustion Turbine | Pennsylvania | 14 | Dropped - Units whose status does not meet NEEDS criteria
TalenEnergy Martins Creek LLC Jenkins | 3146 | CTG1 | Combustion Turbine | Pennsylvania | 13.8 | Dropped - Units whose status does not meet NEEDS criteria
TalenEnergy Martins Creek LLC Jenkins | 3146 | CTG2 | Combustion Turbine | Pennsylvania | 13.8 | Dropped - Units whose status does not meet NEEDS criteria
TalenEnergy Martins Creek LLC Lock Haven | 3147 | CTG | Combustion Turbine | Pennsylvania | 14 | Dropped - Units whose status does not meet NEEDS criteria
TalenEnergy Martins Creek LLC West Shore | 3154 | CTG1 | Combustion Turbine | Pennsylvania | 14 | Dropped - Units whose status does not meet NEEDS criteria
TalenEnergy Martins Creek LLC West Shore | 3154 | CTG2 | Combustion Turbine | Pennsylvania | 14 | Dropped - Units whose status does not meet NEEDS criteria
TalenEnergy Martins Creek LLC Williamsport | 3155 | CTG1 | Combustion Turbine | Pennsylvania | 13.2 | Dropped - Units whose status does not meet NEEDS criteria
TalenEnergy Martins Creek LLC Williamsport | 3155 | CTG2 | Combustion Turbine | Pennsylvania | 13.4 | Dropped - Units whose status does not meet NEEDS criteria
Huron | 3344 | 1 | Combustion Turbine | South Dakota | 11 | Dropped - Units whose status does not meet NEEDS criteria
Pioneer Valley Resource Recovery | 50273 | DLV1 | Municipal Solid Waste | Massachusetts | 7.5 | Dropped - Units whose status does not meet NEEDS criteria
Sinclair Oil Refinery | 54374 | 2004 | Combustion Turbine | Wyoming | 1.3 | Dropped - Units whose status does not meet NEEDS criteria
Sinclair Oil Refinery | 54374 | 2006 | Combustion Turbine | Wyoming | 1.3 | Dropped - Units whose status does not meet NEEDS criteria
Sinclair Oil Refinery | 54374 | 2008 | Combustion Turbine | Wyoming | 1.3 | Dropped - Units whose status does not meet NEEDS criteria
Avon Lake | 2836 | 10 | Combustion Turbine | Ohio | 25 | Dropped - Units whose status does not meet NEEDS criteria
Avon Lake | 2836 | 9 | Coal Steam | Ohio | 627 | Dropped - Units whose status does not meet NEEDS criteria
Arcanum | 2902 | 1 | Combustion Turbine | Ohio | 0.8 | Dropped - Units whose status does not meet NEEDS criteria
Boomer Lake Station | 3000 | 3 | Combustion Turbine | Oklahoma | 2 | Dropped - Units whose status does not meet NEEDS criteria
Boomer Lake Station | 3000 | 4 | Combustion Turbine | Oklahoma | 2 | Dropped - Units whose status does not meet NEEDS criteria
Boomer Lake Station | 3000 | 5 | Combustion Turbine | Oklahoma | 2 | Dropped - Units whose status does not meet NEEDS criteria
W S Lee | 3264 | 3 | O/G Steam | South Carolina | 170 | Dropped - Units whose status does not meet NEEDS criteria
Hardeeville | 3286 | 1 | Combustion Turbine | South Carolina | 9 | Dropped - Units whose status does not meet NEEDS criteria
Decker Creek | 3548 | 2 | O/G Steam | Texas | 404 | Dropped - Units whose status does not meet NEEDS criteria
Cheswick Power Plant | 8226 | 1 | Coal Steam | Pennsylvania | 565 | Dropped - Units whose status does not meet NEEDS criteria
Stillwater Water Treatment Plant | 55987 | 6 | Combustion Turbine | Oklahoma | 2 | Dropped - Units whose status does not meet NEEDS criteria
R M Heskett | 2790 | 1 | Coal Steam | North Dakota | 29.5 | Dropped - Units whose status does not meet NEEDS criteria
Terreva Suffolk RNG, LLC | 54781 | SU1 | Landfill Gas | Virginia | 0.7 | Dropped - Units whose status does not meet NEEDS criteria
Terreva Suffolk RNG, LLC | 54781 | SU2 | Landfill Gas | Virginia | 0.7 | Dropped - Units whose status does not meet NEEDS criteria
Terreva Suffolk RNG, LLC | 54781 | SU3 | Landfill Gas | Virginia | 0.7 | Dropped - Units whose status does not meet NEEDS criteria
Terreva Suffolk RNG, LLC | 54781 | SU4 | Landfill Gas | Virginia | 0.7 | Dropped - Units whose status does not meet NEEDS criteria
R M Heskett | 2790 | 2 | Coal Steam | North Dakota | 74.8 | Dropped - Units whose status does not meet NEEDS criteria
Scherer | 6257 | 4 | Coal Steam | Georgia | 860 | Dropped - Units whose status does not meet NEEDS criteria
Al Turi | 10549 | 2 | Landfill Gas | New York | 0.8 | Dropped - Units whose status does not meet NEEDS criteria
Al Turi | 10549 | 3 | Landfill Gas | New York | 0.8 | Dropped - Units whose status does not meet NEEDS criteria
Al Turi | 10549 | 3010 | Landfill Gas | New York | 0.8 | Dropped - Units whose status does not meet NEEDS criteria
Domtar Paper Company Rothschild | 50190 | HG1 | Hydro | Wisconsin | 0.6 | Dropped - Units whose status does not meet NEEDS criteria
Domtar Paper Company Rothschild | 50190 | HG2 | Hydro | Wisconsin | 0.5 | Dropped - Units whose status does not meet NEEDS criteria
Domtar Paper Company Rothschild | 50190 | HG4 | Hydro | Wisconsin | 0.5 | Dropped - Units whose status does not meet NEEDS criteria
Domtar Paper Company Rothschild | 50190 | HG5 | Hydro | Wisconsin | 1 | Dropped - Units whose status does not meet NEEDS criteria
Domtar Paper Company Rothschild | 50190 | HG6 | Hydro | Wisconsin | 0.7 | Dropped - Units whose status does not meet NEEDS criteria
Caterpillar | 50935 | ET1 | Combustion Turbine | Indiana | 2 | Dropped - Units whose status does not meet NEEDS criteria
Lockheed Martin Sunnyvale | 57808 | LOK00 | Fuel Cell | California | 1 | Dropped - Units whose status does not meet NEEDS criteria
Dolet Hills | 51 | 1 | Coal Steam | Louisiana | 634.8 | Dropped - Units whose status does not meet NEEDS criteria
Big Bend | 645 | ST2 | Coal Steam | Florida | 385 | Dropped - Units whose status does not meet NEEDS criteria
Zorn | 1368 | 1 | Combustion Turbine | Kentucky | 14 | Dropped - Units whose status does not meet NEEDS criteria
Dafter | 1868 | 1 | Combustion Turbine | Michigan | 0.9 | Dropped - Units whose status does not meet NEEDS criteria
Dafter | 1868 | 3 | Combustion Turbine | Michigan | 0.9 | Dropped - Units whose status does not meet NEEDS criteria
Dafter | 1868 | 5 | Combustion Turbine | Michigan | 2.5 | Dropped - Units whose status does not meet NEEDS criteria
Delano | 1969 | 9 | Combustion Turbine | Minnesota | 11 | Dropped - Units whose status does not meet NEEDS criteria
G G Allen | 2718 | 2 | Coal Steam | North Carolina | 162 | Dropped - Units whose status does not meet NEEDS criteria
G G Allen | 2718 | 4 | Coal Steam | North Carolina | 257 | Dropped - Units whose status does not meet NEEDS criteria
Argyle | 7810 | 3 | Hydro | Wisconsin | 0.1 | Dropped - Units whose status does not meet NEEDS criteria
Arvada | 8028 | 3 | Combustion Turbine | Wyoming | 5 | Dropped - Units whose status does not meet NEEDS criteria
Medical Area Total Energy Plant | 10883 | DEG6 | Combustion Turbine | Massachusetts | 6 | Dropped - Units whose status does not meet NEEDS criteria
SDS Lumber Gorge Energy Division | 50231 | TG2 | Biomass | Washington | 5 | Dropped - Units whose status does not meet NEEDS criteria
SDS Lumber Gorge Energy Division | 50231 | TG3 | Biomass | Washington | 4.7 | Dropped - Units whose status does not meet NEEDS criteria
Mountain View I&2 | 55719 | GEN2 | Onshore Wind | California | 22.2 | Dropped - Units whose status does not meet NEEDS criteria
Mountain View I&2 | 55719 | GENI | Onshore Wind | California | 42.6 | Dropped - Units whose status does not meet NEEDS criteria
PPL Glendon LFGTE Plant | 57183 | 1 | Landfill Gas | Pennsylvania | 1.6 | Dropped - Units whose status does not meet NEEDS criteria
PPL Glendon LFGTE Plant | 57183 | 2 | Landfill Gas | Pennsylvania | 1.6 | Dropped - Units whose status does not meet NEEDS criteria
FCPC Renewable Generation | 59931 | GEN1 | Non-Fossil Waste | Wisconsin | 1 | Dropped - Units whose status does not meet NEEDS criteria
Crawfordsville Power Plant | 1024 | 5 | Coal Steam | Indiana | 12.6 | Dropped - Units whose status does not meet NEEDS criteria
Portage | 8019 | 1 | Combustion Turbine | Michigan | 17.4 | Dropped - Units whose status does not meet NEEDS criteria
Caterpillar | 50935 | ET3 | Combustion Turbine | Indiana | 2.5 | Dropped - Units whose status does not meet NEEDS criteria
Alliant SBD 9302 Aegon NP | 54967 | 7906 | Combustion Turbine | Iowa | 1.2 | Dropped - Units whose status does not meet NEEDS criteria
Alden Bailey Power Plant | 56223 | LOKI | Combustion Turbine | Oregon | 9.8 | Dropped - Units whose status does not meet NEEDS criteria
Fairbanks Morse Engine | 56937 | IPE | Combustion Turbine | Wisconsin | 1.5 | Dropped - Units whose status does not meet NEEDS criteria
G2 Energy Marion LLC | 57128 | 358 | Landfill Gas | Florida | 1.5 | Dropped - Units whose status does not meet NEEDS criteria
Vitro Architectural Glass (PA) | 58051 | L1 | Combustion Turbine | Pennsylvania | 2 | Dropped - Units whose status does not meet NEEDS criteria
GL Dairy Biogas | 58219 | 1426 | Non-Fossil Waste | Wisconsin | 1.4 | Dropped - Units whose status does not meet NEEDS criteria
Apple Data Center - Fuel Cell 1&2 | 58264 | FC1 | Landfill Gas | North Carolina | 4.8 | Dropped - Units whose status does not meet NEEDS criteria
Apple Data Center - Fuel Cell 1&2 | 58264 | FC2 | Landfill Gas | North Carolina | 5.2 | Dropped - Units whose status does not meet NEEDS criteria
Bridgeport Station | 568 | 4 | Combustion Turbine | Connecticut | 16.6 | Dropped - Units whose status does not meet NEEDS criteria
R M Schahfer | 6085 | 14 | Coal Steam | Indiana | 431 | Dropped - Units whose status does not meet NEEDS criteria
R M Schahfer | 6085 | 15 | Coal Steam | Indiana | 472 | Dropped - Units whose status does not meet NEEDS criteria
Lockhart Solar PV, LLC | 10444 | GEN1 | Solar Thermal | California | 80 | Dropped - Units whose status does not meet NEEDS criteria
Georgia-Pacific Port Hudson | 10612 | GEN2 | O/G Steam | Louisiana | 60 | Dropped - Units whose status does not meet NEEDS criteria
Elkton | 52148 | GEN2 | Combustion Turbine | Virginia | 0.8 | Dropped - Units whose status does not meet NEEDS criteria
Tuscola Station | 55245 | TG3 | O/G Steam | Illinois | 4.8 | Dropped - Units whose status does not meet NEEDS criteria
SJ/SC WPCP | 56080 | EG3 | Combustion Turbine | California | 2.8 | Dropped - Units whose status does not meet NEEDS criteria
Overlook Medical Center | 62622 | CHPS1 | Combustion Turbine | New Jersey | 1 | Dropped - Units whose status does not meet NEEDS criteria
Hamilton (OH) | 2917 | 5 | O/G Steam | Ohio | 10 | Dropped - Units whose status does not meet NEEDS criteria
Hamilton (OH) | 2917 | 7 | O/G Steam | Ohio | 25 | Dropped - Units whose status does not meet NEEDS criteria
Hamilton (OH) | 2917 | 8 | O/G Steam | Ohio | 25 | Dropped - Units whose status does not meet NEEDS criteria
Hamilton (OH) | 2917 | 9 | O/G Steam | Ohio | 51 | Dropped - Units whose status does not meet NEEDS criteria
Vergennes 9 | 6519 | 5 | Combustion Turbine | Vermont | 2 | Dropped - Units whose status does not meet NEEDS criteria
Vergennes 9 | 6519 | 6 | Combustion Turbine | Vermont | 2 | Dropped - Units whose status does not meet NEEDS criteria
Frito-Lay Cogen Plant | 10110 | GEN1 | Combustion Turbine | California | 5.5 | Dropped - Units whose status does not meet NEEDS criteria
Snowbird Power Plant | 10215 | 1367 | Combustion Turbine | Utah | 0.6 | Dropped - Units whose status does not meet NEEDS criteria
Consumer Operations LLC | 10360 | GEN9 | O/G Steam | Wisconsin | 38 | Dropped - Units whose status does not meet NEEDS criteria
Wood Road | 54549 | 1-1 | Landfill Gas | Michigan | 0.8 | Dropped - Units whose status does not meet NEEDS criteria
Wood Road | 54549 | 1-2 | Landfill Gas | Michigan | 0.8 | Dropped - Units whose status does not meet NEEDS criteria
Wood Road | 54549 | 1-3 | Landfill Gas | Michigan | 0.8 | Dropped - Units whose status does not meet NEEDS criteria
Wood Road | 54549 | 1-4 | Landfill Gas | Michigan | 0.8 | Dropped - Units whose status does not meet NEEDS criteria
Wood Road | 54549 | 1-5 | Landfill Gas | Michigan | 1.6 | Dropped - Units whose status does not meet NEEDS criteria
Wood Road | 54549 | 1-6 | Landfill Gas | Michigan | 1.6 | Dropped - Units whose status does not meet NEEDS criteria
Wood Road | 54549 | 1-7 | Landfill Gas | Michigan | 1.6 | Dropped - Units whose status does not meet NEEDS criteria
York Generation Company LLC | 54693 | GT#1 | Combined Cycle | Pennsylvania | 46.2 | Dropped - Units whose status does not meet NEEDS criteria
York Generation Company LLC | 54693 | GT#2 | Combined Cycle | Pennsylvania | 0 | Dropped - Units whose status does not meet NEEDS criteria
York Generation Company LLC | 54693 | GT#5 | Combined Cycle | Pennsylvania | 0 | Dropped - Units whose status does not meet NEEDS criteria
York Generation Company LLC | 54693 | GT#6 | Combined Cycle | Pennsylvania | 0 | Dropped - Units whose status does not meet NEEDS criteria
York Generation Company LLC | 54693 | ST#1 | Combined Cycle | Pennsylvania | 0 | Dropped - Units whose status does not meet NEEDS criteria
Fairfield | 940 | IC5 | Combustion Turbine | Illinois | 2.4 | Dropped - Units whose status does not meet NEEDS criteria
Fairfield | 940 | IC6 | Combustion Turbine | Illinois | 2.4 | Dropped - Units whose status does not meet NEEDS criteria
Fairfield | 940 | IC7 | Combustion Turbine | Illinois | 2.7 | Dropped - Units whose status does not meet NEEDS criteria
Elmer Smith | 1374 | 1 | Coal Steam | Kentucky | 137 | Dropped - Units whose status does not meet NEEDS criteria
Elmer Smith | 1374 | 2 | Coal Steam | Kentucky | 262.8 | Dropped - Units whose status does not meet NEEDS criteria
Herbert A Wagner | 1554 | 2 | Coal Steam | Maryland | 118 | Dropped - Units whose status does not meet NEEDS criteria
Notch Cliff | 1555 | GT1 | Combustion Turbine | Maryland | 14 | Dropped - Units whose status does not meet NEEDS criteria
Notch Cliff | 1555 | GT2 | Combustion Turbine | Maryland | 14 | Dropped - Units whose status does not meet NEEDS criteria
Notch Cliff | 1555 | GT3 | Combustion Turbine | Maryland | 14 | Dropped - Units whose status does not meet NEEDS criteria
Notch Cliff | 1555 | GT4 | Combustion Turbine | Maryland | 14 | Dropped - Units whose status does not meet NEEDS criteria
Westport | 1560 | GT5 | Combustion Turbine | Maryland | 115.8 | Dropped - Units whose status does not meet NEEDS criteria
J B Sims | 1825 | 3 | Coal Steam | Michigan | 69.1 | Dropped - Units whose status does not meet NEEDS criteria
Grand Haven Diesel Plant | 1826 | 1 | Combustion Turbine | Michigan | 8.4 | Dropped - Units whose status does not meet NEEDS criteria
Blue Valley | 2132 | 2 | O/G Steam | Missouri | 21 | Dropped - Units whose status does not meet NEEDS criteria
Blue Valley | 2132 | 3 | O/G Steam | Missouri | 51 | Dropped - Units whose status does not meet NEEDS criteria
Blue Valley | 2132 | ST1 | O/G Steam | Missouri | 21 | Dropped - Units whose status does not meet NEEDS criteria
Conesville | 2840 | 4 | Coal Steam | Ohio | 780 | Dropped - Units whose status does not meet NEEDS criteria
Rock River | 4057 | 3 | Combustion Turbine | Wisconsin | 21.2 | Dropped - Units whose status does not meet NEEDS criteria
Rock River | 4057 | 4 | Combustion Turbine | Wisconsin | 15.8 | Dropped - Units whose status does not meet NEEDS criteria
Rock River | 4057 | 5 | Combustion Turbine | Wisconsin | 48.7 | Dropped - Units whose status does not meet NEEDS criteria
Rock River | 4057 | 6 | Combustion Turbine | Wisconsin | 33.7 | Dropped - Units whose status does not meet NEEDS criteria
Sheepskin | 4059 | 1 | Combustion Turbine | Wisconsin | 36.4 | Dropped - Units whose status does not meet NEEDS criteria
Fairless Hills | 7701 | A | Landfill Gas | Pennsylvania | 30 | Dropped - Units whose status does not meet NEEDS criteria
Fairless Hills | 7701 | B | Landfill Gas | Pennsylvania | 30 | Dropped - Units whose status does not meet NEEDS criteria
RED-Rochester, LLC | 10025 | 22TG | O/G Steam | New York | 12.5 | Dropped - Units whose status does not meet NEEDS criteria
Wisconsin Rapids Paper Mill | 10466 | GEN2 | Non-Fossil Waste | Wisconsin | 8.6 | Dropped - Units whose status does not meet NEEDS criteria
Telogia Power | 50774 | GEN1 | Biomass | Florida | 13.7 | Dropped - Units whose status does not meet NEEDS criteria
Keystone Recovery | 54934 | NO 1 | Landfill Gas | Pennsylvania | 0.7 | Dropped - Units whose status does not meet NEEDS criteria
Keystone Recovery | 54934 | NO 2 | Landfill Gas | Pennsylvania | 0.7 | Dropped - Units whose status does not meet NEEDS criteria
Keystone Recovery | 54934 | NO 3 | Landfill Gas | Pennsylvania | 0.7 | Dropped - Units whose status does not meet NEEDS criteria
Keystone Recovery | 54934 | NO 4 | Landfill Gas | Pennsylvania | 0.7 | Dropped - Units whose status does not meet NEEDS criteria
Keystone Recovery | 54934 | NO 5 | Landfill Gas | Pennsylvania | 0.7 | Dropped - Units whose status does not meet NEEDS criteria
Keystone Recovery | 54934 | NO 6 | Landfill Gas | Pennsylvania | 0.7 | Dropped - Units whose status does not meet NEEDS criteria
Keystone Recovery | 54934 | NO 7 | Landfill Gas | Pennsylvania | 0.7 | Dropped - Units whose status does not meet NEEDS criteria
SC Landfill Energy LLC | 57843 | GEN1 | Landfill Gas | New Jersey | 1.8 | Dropped - Units whose status does not meet NEEDS criteria
SX Landfill Energy LLC | 57846 | UNIT1 | Landfill Gas | New Jersey | 1.5 | Dropped - Units whose status does not meet NEEDS criteria
SX Landfill Energy LLC | 57846 | UNIT2 | Landfill Gas | New Jersey | 1.5 | Dropped - Units whose status does not meet NEEDS criteria
BC Landfill Energy LLC | 57847 | UNIT1 | Landfill Gas | New Jersey | 1.4 | Dropped - Units whose status does not meet NEEDS criteria
BC Landfill Energy LLC | 57847 | UNIT2 | Landfill Gas | New Jersey | 1.4 | Dropped - Units whose status does not meet NEEDS criteria
BC Landfill Energy LLC | 57847 | UNIT3 | Landfill Gas | New Jersey | 1.4 | Dropped - Units whose status does not meet NEEDS criteria
BC Landfill Energy LLC | 57847 | UNIT4 | Landfill Gas | New Jersey | 1.4 | Dropped - Units whose status does not meet NEEDS criteria
BC Landfill Energy LLC | 57847 | UNIT5 | Landfill Gas | New Jersey | 1.4 | Dropped - Units whose status does not meet NEEDS criteria
Albany Medical Ctr Cogen Plant | 59453 | GTG1 | Combustion Turbine | New York | 4 | Dropped - Units whose status does not meet NEEDS criteria
White Plains Hospital Medical Center | 64440 | ENGN1 | Combustion Turbine | New York | 0.3 | Dropped - Units whose status does not meet NEEDS criteria
Lieberman | 1417 | 2 | O/G Steam | Louisiana | 26 | Dropped - Units whose status does not meet NEEDS criteria
W H Sammis | 2866 | 1 | Coal Steam | Ohio | 180 | Dropped - Units whose status does not meet NEEDS criteria
York Generation Company LLC | 54693 | ST#2 | Combined Cycle | Pennsylvania | 0 | Dropped - Units whose status does not meet NEEDS criteria
IRC Generator Facility | 56899 | 290 | Combustion Turbine | Arizona | 1.5 | Dropped - Units whose status does not meet NEEDS criteria
IRC Generator Facility | 56899 | 291 | Combustion Turbine | Arizona | 1.5 | Dropped - Units whose status does not meet NEEDS criteria
AC Landfill Energy LLC | 57845 | UNIT1 | Landfill Gas | New Jersey | 1.5 | Dropped - Units whose status does not meet NEEDS criteria
AC Landfill Energy LLC | 57845 | UNIT2 | Landfill Gas | New Jersey | 1.8 | Dropped - Units whose status does not meet NEEDS criteria
Montefiore-New Rochelle | 63602 | EG150 | Combustion Turbine | New York | 0.2 | Dropped - Units whose status does not meet NEEDS criteria
Alliance Refinery | 52031 | GEN1 | Fossil Waste | Louisiana | 6 | Dropped - Units whose status does not meet NEEDS criteria
Alliance Refinery | 52031 | GEN2 | Fossil Waste | Louisiana | 19 | Dropped - Units whose status does not meet NEEDS criteria
North Hollywood | 57854 | 2T1 | Hydro | California | 1.2 | Dropped - Units whose status does not meet NEEDS criteria
North Hollywood | 57854 | 2T2 | Hydro | California | 1.2 | Dropped - Units whose status does not meet NEEDS criteria
Irwindale Brew Yard, LLC | 58056 | JEN2 | Non-Fossil Waste | California | 0.6 | Dropped - Units whose status does not meet NEEDS criteria
Lincoln | 1300 | 5 | Combustion Turbine | Kansas | 1.1 | Dropped - Units whose status does not meet NEEDS criteria
Essential Power Massachusetts LLC | 1642 | 3 | O/G Steam | Massachusetts | 91.8 | Dropped - Units whose status does not meet NEEDS criteria
Heber City | 7111 | NA5 | Combustion Turbine | Utah | 0.7 | Dropped - Units whose status does not meet NEEDS criteria
SEGS III | 10439 | GEN1 | Solar Thermal | California | 36 | Dropped - Units whose status does not meet NEEDS criteria
SEGS IV | 10440 | GEN1 | Solar Thermal | California | 36 | Dropped - Units whose status does not meet NEEDS criteria
SEGS V | 10441 | GEN1 | Solar Thermal | California | 36 | Dropped - Units whose status does not meet NEEDS criteria
SEGS VI | 10442 | GEN1 | Solar Thermal | California | 36 | Dropped - Units whose status does not meet NEEDS criteria
SEGS VII | 10443 | GEN1 | Solar Thermal | California | 36 | Dropped - Units whose status does not meet NEEDS criteria
Iowa State University | 54201 | GEN4 | O/G Steam | Iowa | 0 | Dropped - Units whose status does not meet NEEDS criteria
Montgomery County Oaks LFGE Plant | 55885 | CAT35 | Landfill Gas | Maryland | 1.5 | Dropped - Units whose status does not meet NEEDS criteria
Montgomery County Oaks LFGE Plant | 55885 | GEJGC | Landfill Gas | Maryland | 0.8 | Dropped - Units whose status does not meet NEEDS criteria
SJ/SC WPCP | 56080 | EG1 | Combustion Turbine | California | 2.8 | Dropped - Units whose status does not meet NEEDS criteria
Indeck Energy-Alexandria | 58595 | GEN1 | Biomass | New Hampshire | 15.2 | Dropped - Units whose status does not meet NEEDS criteria
Vaca Dixon Battery Storage System | 59256 | BAT1 | Energy Storage | California | 2 | Dropped - Units whose status does not meet NEEDS criteria
Yerba Buena | 59257 | YB1 | Energy Storage | California | 4 | Dropped - Units whose status does not meet NEEDS criteria
Hannibal - Oakwood Substation | 63097 | EP-01 | Combustion Turbine | Missouri | 1.8 | Dropped - Units whose status does not meet NEEDS criteria
Hannibal - Oakwood Substation | 63097 | EP-02 | Combustion Turbine | Missouri | 1.8 | Dropped - Units whose status does not meet NEEDS criteria
Hannibal - Oakwood Substation | 63097 | EP-03 | Combustion Turbine | Missouri | 1.8 | Dropped - Units whose status does not meet NEEDS criteria
Hannibal - Oakwood Substation | 63097 | EP-04 | Combustion Turbine | Missouri | 1.8 | Dropped - Units whose status does not meet NEEDS criteria
Hannibal - Oakwood Substation | 63097 | EP-05 | Combustion Turbine | Missouri | 1.8 | Dropped - Units whose status does not meet NEEDS criteria
Hannibal - Oakwood Substation | 63097 | EP-06 | Combustion Turbine | Missouri | 1.8 | Dropped - Units whose status does not meet NEEDS criteria
Hannibal - Oakwood Substation | 63097 | EP-07 | Combustion Turbine | Missouri | 1.8 | Dropped - Units whose status does not meet NEEDS criteria
Hannibal - Oakwood Substation | 63097 | EP-08 | Combustion Turbine | Missouri | 1.8 | Dropped - Units whose status does not meet NEEDS criteria
Hannibal - Water Treatment Plant | 63098 | EP-09 | Combustion Turbine | Missouri | 1.8 | Dropped - Units whose status does not meet NEEDS criteria
Hannibal - Wastewater Treatment Plant | 63099 | EP-10 | Combustion Turbine | Missouri | 1.8 | Dropped - Units whose status does not meet NEEDS criteria
Snake River | 90 | ENT | Onshore Wind | Alaska | 0.8 | Dropped - Units whose status does not meet NEEDS criteria
Bridgeport Station | 568 | 3 | Coal Steam | Connecticut | 257.6 | Dropped - Units whose status does not meet NEEDS criteria
John R Kelly | 664 | 8 | Combined Cycle | Florida | 36 | Dropped - Units whose status does not meet NEEDS criteria
R Gallagher | 1008 | 2 | Coal Steam | Indiana | 140 | Dropped - Units whose status does not meet NEEDS criteria
R Gallagher | 1008 | 4 | Coal Steam | Indiana | 140 | Dropped - Units whose status does not meet NEEDS criteria
Hoisington | 1286 | 8 | Combustion Turbine | Kansas | 7 | Dropped - Units whose status does not meet NEEDS criteria
Mystic Generating Station | 1588 | 7 | O/G Steam | Massachusetts | 512.4 | Dropped - Units whose status does not meet NEEDS criteria
Mystic Generating Station | 1588 | GT1 | Combustion Turbine | Massachusetts | 9.1 | Dropped - Units whose status does not meet NEEDS criteria
Hoot Lake | 1943 | 2 | Coal Steam | Minnesota | 58 | Dropped - Units whose status does not meet NEEDS criteria
Hoot Lake | 1943 | 3 | Coal Steam | Minnesota | 80 | Dropped - Units whose status does not meet NEEDS criteria
Hoot Lake | 1943 | D1 | Combustion Turbine | Minnesota | 0.2 | Dropped - Units whose status does not meet NEEDS criteria
Hoot Lake | 1943 | D2 | Combustion Turbine | Minnesota | 0.1 | Dropped - Units whose status does not meet NEEDS criteria
Genoa | 4143 | ST3 | Coal Steam | Wisconsin | 307.5 | Dropped - Units whose status does not meet NEEDS criteria
Snowbird Power Plant | 10215 | 1391 | Combustion Turbine | Utah | 0.6 | Dropped - Units whose status does not meet NEEDS criteria
Marathon Electric | 50990 | P2-3 | Combustion Turbine | Wisconsin | 0.9 | Dropped - Units whose status does not meet NEEDS criteria
Marathon Electric | 50990 | P2-4 | Combustion Turbine | Wisconsin | 0.9 | Dropped - Units whose status does not meet NEEDS criteria
Los Angeles Refinery Wilmington | 54451 | G1 | Combustion Turbine | California | 6.1 | Dropped - Units whose status does not meet NEEDS criteria
Alliant SBD 8501 Aegon LI | 54714 | 1265 | Combustion Turbine | Iowa | 1 | Dropped - Units whose status does not meet NEEDS criteria
Alliant SBD 8501 Aegon LI | 54714 | 1270 | Combustion Turbine | Iowa | 1 | Dropped - Units whose status does not meet NEEDS criteria
Alliant SBD 8501 Aegon LI | 54714 | 1794 | Combustion Turbine | Iowa | 1.1 | Dropped - Units whose status does not meet NEEDS criteria
Riceland Foods Cogeneration Plant | 56079 | STEC | Biomass | Arkansas | 8 | Dropped - Units whose status does not meet NEEDS criteria
SJ/SC WPCP | 56080 | EG2 | Combustion Turbine | California | 2.8 | Dropped - Units whose status does not meet NEEDS criteria
Amherst College Co Gen | 58185 | STG | O/G Steam | Massachusetts | 0.5 | Dropped - Units whose status does not meet NEEDS criteria
GL Dairy Biogas | 58219 | 633 | Non-Fossil Waste | Wisconsin | 0.6 | Dropped - Units whose status does not meet NEEDS criteria
Wooster Renewable Energy | 59072 | WRE 1 | Non-Fossil Waste | Ohio | 1 | Dropped - Units whose status does not meet NEEDS criteria
Hidden View Dairy, LLC | 59260 | HV2-2 | Non-Fossil Waste | Indiana | 0.7 | Dropped - Units whose status does not meet NEEDS criteria
Iola Powerhouse & Cogeneration Facility | 62424 | 1 | Combustion Turbine | New York | 1.4 | Dropped - Units whose status does not meet NEEDS criteria
Iola Powerhouse & Cogeneration Facility | 62424 | 2 | Combustion Turbine | New York | 1.4 | Dropped - Units whose status does not meet NEEDS criteria
Iola Powerhouse & Cogeneration Facility | 62424 | 3 | Combustion Turbine | New York | 1.4 | Dropped - Units whose status does not meet NEEDS criteria
Chalk Point Steam | 65285 | ST1 | Coal Steam | Maryland | 333.1 | Dropped - Units whose status does not meet NEEDS criteria
Chalk Point Steam | 65285 | ST2 | Coal Steam | Maryland | 336.9 | Dropped - Units whose status does not meet NEEDS criteria
McKee Run | 599 | 3 | O/G Steam | Delaware | 103.1 | Dropped - Units whose status does not meet NEEDS criteria
AES Petersburg | 994 | ST1 | Coal Steam | Indiana | 222.5 | Dropped - Units whose status does not meet NEEDS criteria
Osage City | 1313 | 10 | Combustion Turbine | Kansas | 0.7 | Dropped - Units whose status does not meet NEEDS criteria
Osage City | 1313 | 8 | Combustion Turbine | Kansas | 0.7 | Dropped - Units whose status does not meet NEEDS criteria
River Rouge | 1740 | 3 | Coal Steam | Michigan | 272 | Dropped - Units whose status does not meet NEEDS criteria
Eckert Station | 1831 | 4 | Coal Steam | Michigan | 64 | Dropped - Units whose status does not meet NEEDS criteria
Plant No 1 Freeport | 2678 | 4 | Combustion Turbine | New York | 4.5 | Dropped - Units whose status does not meet NEEDS criteria
Smith Island | 6391 | 3 | Combustion Turbine | Maryland | 1.2 | Dropped - Units whose status does not meet NEEDS criteria
Anderson Power Products Division | 10553 | 3622 | Combustion Turbine | Massachusetts | 0.1 | Dropped - Units whose status does not meet NEEDS criteria
Anderson Power Products Division | 10553 | 6033 | Combustion Turbine | Massachusetts | 0.3 | Dropped - Units whose status does not meet NEEDS criteria
Anderson Power Products Division | 10553 | 6035 | Combustion Turbine | Massachusetts | 0.3 | Dropped - Units whose status does not meet NEEDS criteria
Anderson Power Products Division | 10553 | 6046 | Combustion Turbine | Massachusetts | 0.3 | Dropped - Units whose status does not meet NEEDS criteria
Alta Mesa Repower LLC | 54650 | EXI2 | Onshore Wind | California | 9.1 | Dropped - Units whose status does not meet NEEDS criteria
Alta Mesa Repower LLC | 54650 | EXIS | Onshore Wind | California | 9.6 | Dropped - Units whose status does not meet NEEDS criteria
Tessman Road | 56113 | 1 | Landfill Gas | Texas | 1.4 | Dropped - Units whose status does not meet NEEDS criteria
Tessman Road | 56113 | 2 | Landfill Gas | Texas | 1.4 | Dropped - Units whose status does not meet NEEDS criteria
Tessman Road | 56113 | 3 | Landfill Gas | Texas | 1.4 | Dropped - Units whose status does not meet NEEDS criteria
Tessman Road | 56113 | 4 | Landfill Gas | Texas | 1.4 | Dropped - Units whose status does not meet NEEDS criteria
Tessman Road | 56113 | 5 | Landfill Gas | Texas | 1.4 | Dropped - Units whose status does not meet NEEDS criteria
Tessman Road | 56113 | 6 | Landfill Gas | Texas | 1.4 | Dropped - Units whose status does not meet NEEDS criteria
Tessman Road | 56113 | 7 | Landfill Gas | Texas | 1.4 | Dropped - Units whose status does not meet NEEDS criteria
CSU East Bay | 57042 | 1 | Fuel Cell | California | 1.4 | Dropped - Units whose status does not meet NEEDS criteria
SF State University | 57043 | 1 | Fuel Cell | California | 0.2 | Dropped - Units whose status does not meet NEEDS criteria
SF State University | 57043 | 2 | Fuel Cell | California | 1.4 | Dropped - Units whose status does not meet NEEDS criteria
Tulsa LFG LLC | 57828 | GEN1 | Landfill Gas | Oklahoma | 1.4 | Dropped - Units whose status does not meet NEEDS criteria
C D McIntosh Jr | 676 | 3 | Coal Steam | Florida | 342 | Dropped - Units whose status does not meet NEEDS criteria
Alta Municipal Utilities | 1121 | 1 | Combustion Turbine | Iowa | 0.9 | Dropped - Units whose status does not meet NEEDS criteria
Paddys Run | 1366 | 11 | Combustion Turbine | Kentucky | 12 | Dropped - Units whose status does not meet NEEDS criteria
Hauser | 2185 | HAU5 | Hydro | Montana | 3.6 | Dropped - Units whose status does not meet NEEDS criteria
McGrath | 6555 | 3A | Combustion Turbine | Alaska | 0.5 | Dropped - Units whose status does not meet NEEDS criteria
McGrath | 6555 | 4A | Combustion Turbine | Alaska | 0.5 | Dropped - Units whose status does not meet NEEDS criteria
McGrath | 6555 | 6 | Combustion Turbine | Alaska | 0.6 | Dropped - Units whose status does not meet NEEDS criteria
McGrath | 6555 | 7 | Combustion Turbine | Alaska | 0.6 | Dropped - Units whose status does not meet NEEDS criteria
Indian Point 3 | 8907 | 3 | Nuclear | New York | 1039.4 | Dropped - Units whose status does not meet NEEDS criteria
Snowbird Power Plant | 10215 | 1392 | Combustion Turbine | Utah | 0.6 | Dropped - Units whose status does not meet NEEDS criteria
Lost Hills Cogeneration Plant | 52077 | GEN4 | Combustion Turbine | California | 2.7 | Dropped - Units whose status does not meet NEEDS criteria
Mass Inst Tech Cntrl Utilities/Cogen Plt | 54907 | CTG1 | Combustion Turbine | Massachusetts | 19 | Dropped - Units whose status does not meet NEEDS criteria
Central Utility Plant - Texas A&M | 58151 | STG04 | Combined Cycle | Texas | 5 | Dropped - Units whose status does not meet NEEDS criteria
AEP Milton NaS | 59995 | 1 | Energy Storage | West Virginia | 2 | Dropped - Units whose status does not meet NEEDS criteria
Regeneron Pharmaceuticals Inc. | 62423 | 777NG | Combustion Turbine | New York | 0.4 | Dropped - Units whose status does not meet NEEDS criteria
Regeneron Pharmaceuticals Inc. | 62423 | 778NG | Combustion Turbine | New York | 0.2 | Dropped - Units whose status does not meet NEEDS criteria
G G Allen | 2718 | 3 | Coal Steam | North Carolina | 258 | Dropped - Units whose status does not meet NEEDS criteria
Lewis & Clark | 6089 | 1 | Coal Steam | Montana | 53.1 | Dropped - Units whose status does not meet NEEDS criteria
CPI USA NC Southport | 10378 | GEN1 | Biomass | North Carolina | 48 | Dropped - Units whose status does not meet NEEDS criteria
CPI USA NC Southport | 10378 | GEN2 | Biomass | North Carolina | 48 | Dropped - Units whose status does not meet NEEDS criteria
CPI USA NC Roxboro | 10379 | GEN1 | Biomass | North Carolina | 47 | Dropped - Units whose status does not meet NEEDS criteria
Capitol District Energy Center | 50498 | GTG | Combined Cycle | Connecticut | 52.4 | Dropped - Units whose status does not meet NEEDS criteria
Capitol District Energy Center | 50498 | STG | Combined Cycle | Connecticut | 0 | Dropped - Units whose status does not meet NEEDS criteria
Elmwood Park Power LLC | 50852 | GEN1 | Combined Cycle | New Jersey | 51.5 | Dropped - Units whose status does not meet NEEDS criteria
Elmwood Park Power LLC | 50852 | GEN2 | Combined Cycle | New Jersey | 17.7 | Dropped - Units whose status does not meet NEEDS criteria
Pawtucket Power Associates | 54056 | GEN1 | Combined Cycle | Rhode Island | 33 | Dropped - Units whose status does not meet NEEDS criteria
Pawtucket Power Associates | 54056 | GEN2 | Combined Cycle | Rhode Island | 27 | Dropped - Units whose status does not meet NEEDS criteria
Birchwood Power | 54304 | 1 | Coal Steam | Virginia | 237.7 | Dropped - Units whose status does not meet NEEDS criteria
Sears Hydroelectric Plant | 56978 | 1 | Hydro | Illinois | 0.3 | Dropped - Units whose status does not meet NEEDS criteria
Sears Hydroelectric Plant | 56978 | 2 | Hydro | Illinois | 0.3 | Dropped - Units whose status does not meet NEEDS criteria
Sears Hydroelectric Plant | 56978 | 3 | Hydro | Illinois | 0.3 | Dropped - Units whose status does not meet NEEDS criteria
Sears Hydroelectric Plant | 56978 | 4 | Hydro | Illinois | 0.3 | Dropped - Units whose status does not meet NEEDS criteria
Sampson County Disposal | 57492 | GEN1 | Landfill Gas | North Carolina | 1.6 | Dropped - Units whose status does not meet NEEDS criteria
Sampson County Disposal | 57492 | GEN2 | Landfill Gas | North Carolina | 1.6 | Dropped - Units whose status does not meet NEEDS criteria
Sampson County Disposal | 57492 | GEN3 | Landfill Gas | North Carolina | 1.6 | Dropped - Units whose status does not meet NEEDS criteria
Sampson County Disposal | 57492 | GEN4 | Landfill Gas | North Carolina | 1.6 | Dropped - Units whose status does not meet NEEDS criteria
Sampson County Disposal | 57492 | GEN5 | Landfill Gas | North Carolina | 1.6 | Dropped - Units whose status does not meet NEEDS criteria
Sampson County Disposal | 57492 | GEN6 | Landfill Gas | North Carolina | 1.6 | Dropped - Units whose status does not meet NEEDS criteria
Sumner | 1191 | 1 | Combustion Turbine | Iowa | 2.6 | Dropped - Units whose status does not meet NEEDS criteria
Sumner | 1191 | 2 | Combustion Turbine | Iowa | 1.1 | Dropped - Units whose status does not meet NEEDS criteria
Sumner | 1191 | 6 | Combustion Turbine | Iowa | 1.8 | Dropped - Units whose status does not meet NEEDS criteria
Sam Rayburn | 3631 | 1 | Combustion Turbine | Texas | 10.5 | Dropped - Units whose status does not meet NEEDS criteria
Sam Rayburn | 3631 | 2 | Combustion Turbine | Texas | 10.5 | Dropped - Units whose status does not meet NEEDS criteria
Franklin Heating Station | 54224 | DG6 | Combustion Turbine | Minnesota | 2.3 | Dropped - Units whose status does not meet NEEDS criteria
Spartanburg Water System | 54675 | DI3 | Combustion Turbine | South Carolina | 1.3 | Dropped - Units whose status does not meet NEEDS criteria
AEP Churubusco NaS | 60617 | 1 | Energy Storage | Indiana | 2 | Dropped - Units whose status does not meet NEEDS criteria
AEP Bluffton NaS | 60618 | 1 | Energy Storage | Ohio | 2 | Dropped - Units whose status does not meet NEEDS criteria
Center | 491 | 3 | Combustion Turbine | Colorado | 0.5 | Dropped - Units whose status does not meet NEEDS criteria
Center | 491 | 5 | Combustion Turbine | Colorado | 1 | Dropped - Units whose status does not meet NEEDS criteria
Riverside | 1081 | 5 | O/G Steam | Iowa | 116.5 | Dropped - Units whose status does not meet NEEDS criteria
Indianola | 1150 | 5 | Combustion Turbine | Iowa | 4 | Dropped - Units whose status does not meet NEEDS criteria
Indianola | 1150 | 6 | Combustion Turbine | Iowa | 5 | Dropped - Units whose status does not meet NEEDS criteria
Summit Lake | 1206 | 1 | Combined Cycle | Iowa | 6.5 | Dropped - Units whose status does not meet NEEDS criteria
Summit Lake | 1206 | 2 | Combined Cycle | Iowa | 6.5 | Dropped - Units whose status does not meet NEEDS criteria
Summit Lake | 1206 | 3 | Combined Cycle | Iowa | 7 | Dropped - Units whose status does not meet NEEDS criteria
Bar Mills | 1481 | 1 | Hydro | Maine | 2 | Dropped - Units whose status does not meet NEEDS criteria
Bar Mills | 1481 | 2 | Hydro | Maine | 2 | Dropped - Units whose status does not meet NEEDS criteria
Dynegy Oakland Power Plant | 6211 | GEN2 | Combustion Turbine | California | 55 | Dropped - Units whose status does not meet NEEDS criteria
Bay County Waste to Energy | 10250 | GEN1 | Municipal Solid Waste | Florida | 10 | Dropped - Units whose status does not meet NEEDS criteria
Spruance Operating Services LLC | 54081 | GEN1 | Coal Steam | Virginia | 52.5 | Dropped - Units whose status does not meet NEEDS criteria
Spruance Operating Services LLC | 54081 | GEN2 | Coal Steam | Virginia | 52.5 | Dropped - Units whose status does not meet NEEDS criteria
Franklin Heating Station | 54224 | DG7 | Combustion Turbine | Minnesota | 2.3 | Dropped - Units whose status does not meet NEEDS criteria
Kanaka | 54653 | KAN1 | Hydro | California | 1.1 | Dropped - Units whose status does not meet NEEDS criteria
Yellowhammer Gas Plant | 54730 | 701 | Combustion Turbine | Alabama | 3 | Dropped - Units whose status does not meet NEEDS criteria
Sherbino I Wind Farm | 56779 | 1 | Onshore Wind | Texas | 150 | Dropped - Units whose status does not meet NEEDS criteria
Zion Landfill Gas to Energy Facility | 56871 | 1 | Landfill Gas | Illinois | 1.4 | Dropped - Units whose status does not meet NEEDS criteria
Zion Landfill Gas to Energy Facility | 56871 | 2 | Landfill Gas | Illinois | 1.4 | Dropped - Units whose status does not meet NEEDS criteria
Zion Landfill Gas to Energy Facility | 56871 | 3 | Landfill Gas | Illinois | 1.4 | Dropped - Units whose status does not meet NEEDS criteria
Zion Landfill Gas to Energy Facility | 56871 | 4 | Landfill Gas | Illinois | 1.4 | Dropped - Units whose status does not meet NEEDS criteria
Zion Landfill Gas to Energy Facility | 56871 | 5 | Landfill Gas | Illinois | 1.4 | Dropped - Units whose status does not meet NEEDS criteria
Bridgewater Dairy Anaerobic Digester | 57173 | 1 | Non-Fossil Waste | Ohio | 0.6 | Dropped - Units whose status does not meet NEEDS criteria
Bridgewater Dairy Anaerobic Digester | 57173 | 2 | Non-Fossil Waste | Ohio | 0.6 | Dropped - Units whose status does not meet NEEDS criteria
Terreva Wayne County RNG, LLC | 57366 | 1C | Landfill Gas | North Carolina | 1.1 | Dropped - Units whose status does not meet NEEDS criteria
Rinehart | 57685 | 1 | Solar PV | Florida | 10 | Dropped - Units whose status does not meet NEEDS criteria
Pine Tree Landfill Gas to Energy | 58993 | 3202 | Landfill Gas | Maine | 0.9 | Dropped - Units whose status does not meet NEEDS criteria
Pine Tree Landfill Gas to Energy | 58993 | 3203 | Landfill Gas | Maine | 0.9 | Dropped - Units whose status does not meet NEEDS criteria
Glades Pike Generation Plant | 59759 | SOLAR | Landfill Gas | Pennsylvania | 2.3 | Dropped - Units whose status does not meet NEEDS criteria
Slana Generating Station | 61685 | 3 | Combustion Turbine | Alaska | 0.4 | Dropped - Units whose status does not meet NEEDS criteria
Cholla | 113 | 4 | Coal Steam | Arizona | 380 | Dropped - Units whose status does not meet NEEDS criteria
GREC | 165 | 1 | O/G Steam | Oklahoma | 40 | Dropped - Units whose status does not meet NEEDS criteria
Dallman | 963 | 1 | Coal Steam | Illinois | 64 | Dropped - Units whose status does not meet NEEDS criteria
Dallman | 963 | 2 | Coal Steam | Illinois | 60 | Dropped - Units whose status does not meet NEEDS criteria
Stockton | 1327 | 4 | Combustion Turbine | Kansas | 0.5 | Dropped - Units whose status does not meet NEEDS criteria
Cleary Flood Hybrid | 1682 | 8 | O/G Steam | Massachusetts | 26 | Dropped - Units whose status does not meet NEEDS criteria
Eckert Station | 1831 | 5 | Coal Steam | Michigan | 63.1 | Dropped - Units whose status does not meet NEEDS criteria
Eckert Station | 1831 | 6 | Coal Steam | Michigan | 62.8 | Dropped - Units whose status does not meet NEEDS criteria
James River Power Station | 2161 | 4 | O/G Steam | Missouri | 56 | Dropped - Units whose status does not meet NEEDS criteria
James River Power Station | 2161 | 5 | O/G Steam | Missouri | 97 | Dropped - Units whose status does not meet NEEDS criteria
Possum Point | 3804 | 5 | O/G Steam | Virginia | 786 | Dropped - Units whose status does not meet NEEDS criteria
Transalta Centralia Generation | 3845 | 1 | Coal Steam | Washington | 670 | Dropped - Units whose status does not meet NEEDS criteria
Kansas City International | 6144 | 1 | Combustion Turbine | Missouri | 16.7 | Dropped - Units whose status does not meet NEEDS criteria
Kansas City International | 6144 | 2 | Combustion Turbine | Missouri | 16.9 | Dropped - Units whose status does not meet NEEDS criteria
Selawik | 6341 | 1A | Combustion Turbine | Alaska | 0.3 | Dropped - Units whose status does not meet NEEDS criteria
Collins Pine Project | 10661 | GEN4 | Biomass | California | 5 | Dropped - Units whose status does not meet NEEDS criteria
Domtar Paper Co LLC Plymouth NC | 50189 | TG7 | Non-Fossil Waste | North Carolina | 7.5 | Dropped - Units whose status does not meet NEEDS criteria
Sky River Wind Energy Center | 50536 | WGNS | Onshore Wind | California | 76.9 | Dropped - Units whose status does not meet NEEDS criteria
Indiantown Cogeneration LP | 50976 | GEN1 | Coal Steam | Florida | 330 | Dropped - Units whose status does not meet NEEDS criteria
Energy Center San Diego | 54337 | 0001 | Combustion Turbine | California | 0.8 | Dropped - Units whose status does not meet NEEDS criteria
Energy Center San Diego | 54337 | 0002 | Combustion Turbine | California | 0.8 | Dropped - Units whose status does not meet NEEDS criteria
Woodridge Greene Valley Treatment Plant | 54987 | FM01 | Combustion Turbine | Illinois | 1.5 | Dropped - Units whose status does not meet NEEDS criteria
NRG Sterlington Power | 55099 | 01 | Combustion Turbine | Louisiana | 24 | Dropped - Units whose status does not meet NEEDS criteria
NRG Sterlington Power | 55099 | 02 | Combustion Turbine | Louisiana | 22 | Dropped - Units whose status does not meet NEEDS criteria
NRG Sterlington Power | 55099 | 03 | Combustion Turbine | Louisiana | 22 | Dropped - Units whose status does not meet NEEDS criteria
NRG Sterlington Power | 55099 | 04 | Combustion Turbine | Louisiana | 23 | Dropped - Units whose status does not meet NEEDS criteria
NRG Sterlington Power | 55099 | 06 | Combustion Turbine | Louisiana | 18 | Dropped - Units whose status does not meet NEEDS criteria
NRG Sterlington Power | 55099 | 07 | Combustion Turbine | Louisiana | 16 | Dropped - Units whose status does not meet NEEDS criteria
NRG Sterlington Power | 55099 | 08 | Combustion Turbine | Louisiana | 19 | Dropped - Units whose status does not meet NEEDS criteria
NRG Sterlington Power | 55099 | 09 | Combustion Turbine | Louisiana | 16 | Dropped - Units whose status does not meet NEEDS criteria
NRG Sterlington Power | 55099 | 10 | Combustion Turbine | Louisiana | 16 | Dropped - Units whose status does not meet NEEDS criteria
Mas Countryside RNG, LLC | 55773 | CS10 | Landfill Gas | Illinois | 2 | Dropped - Units whose status does not meet NEEDS criteria
Mas Countryside RNG, LLC | 55773 | CS7 | Landfill Gas | Illinois | 2 | Dropped - Units whose status does not meet NEEDS criteria
Mas Countryside RNG, LLC | 55773 | CS8 | Landfill Gas | Illinois | 2 | Dropped - Units whose status does not meet NEEDS criteria
Mas Countryside RNG, LLC | 55773 | CS9 | Landfill Gas | Illinois | 2 | Dropped - Units whose status does not meet NEEDS criteria
Alliant SBD 9901 Wells Fargo | 56074 | 01 | Combustion Turbine | Iowa | 1.1 | Dropped - Units whose status does not meet NEEDS criteria
Sonoma County Fuel Cell | 57793 | FC-1 | Fuel Cell | California | 1.4 | Dropped - Units whose status does not meet NEEDS criteria
Mercy Medical Center | 58163 | 5 | Combustion Turbine | New York | 0.3 | Dropped - Units whose status does not meet NEEDS criteria
MESA 2 | 60021 | MESA2 | Energy Storage | Washington | 2.2 | Dropped - Units whose status does not meet NEEDS criteria
New Stuyahok | 60245 | 3 | Combustion Turbine | Alaska | 0.5 | Dropped - Units whose status does not meet NEEDS criteria
Escalante | 87 | 1 | Coal Steam | New Mexico | 253 | Dropped - Units whose status does not meet NEEDS criteria
Marion | 976 | 4 | Coal Steam | Illinois | 170 | Dropped - Units whose status does not meet NEEDS criteria
Duane Arnold Energy Center | 1060 | 1 | Nuclear | Iowa | 601.4 | Dropped - Units whose status does not meet NEEDS criteria
Biola University Hybrid | 54296 | EG1 | Combustion Turbine | California | 0.6 | Dropped - Units whose status does not meet NEEDS criteria
Biola University Hybrid | 54296 | EG2 | Combustion Turbine | California | 0.6 | Dropped - Units whose status does not meet NEEDS criteria
Outagamie County Co-Generation Facility | 54842 | G1 | Landfill Gas | Wisconsin | 1.6 | Dropped - Units whose status does not meet NEEDS criteria
Outagamie County Co-Generation Facility | 54842 | G2 | Landfill Gas | Wisconsin | 1.6 | Dropped - Units whose status does not meet NEEDS criteria
Outagamie County Co-Generation Facility | 54842 | G3 | Landfill Gas | Wisconsin | 1.6 | Dropped - Units whose status does not meet NEEDS criteria
Outagamie County Co-Generation Facility | 54842 | G4 | Landfill Gas | Wisconsin | 1.6 | Dropped - Units whose status does not meet NEEDS criteria
Coca Cola American Canyon | 57807 | COK01 | Fuel Cell | California | 1 | Dropped - Units whose status does not meet NEEDS criteria
Lowman Energy Center | 56 | 1 | Coal Steam | Alabama | 78 | Dropped - Units whose status does not meet NEEDS criteria
Lowman Energy Center | 56 | 2 | Coal Steam | Alabama | 238 | Dropped - Units whose status does not meet NEEDS criteria
Lowman Energy Center | 56 | 3 | Coal Steam | Alabama | 238 | Dropped - Units whose status does not meet NEEDS criteria
Avon Park | 624 | P1 | Combustion Turbine | Florida | 24 | Dropped - Units whose status does not meet NEEDS criteria
Avon Park | 624 | P2 | Combustion Turbine | Florida | 24 | Dropped - Units whose status does not meet NEEDS criteria
Lake Mills | 1154 | 1A | Combustion Turbine | Iowa | 3 | Dropped - Units whose status does not meet NEEDS criteria
Lake Mills | 1154 | 5 | Combustion Turbine | Iowa | 0.9 | Dropped - Units whose status does not meet NEEDS criteria
Animas | 2465 | GT1 | Combustion Turbine | New Mexico | 17 | Dropped - Units whose status does not meet NEEDS criteria
Decker Creek | 3548 | 1 | O/G Steam | Texas | 320 | Dropped - Units whose status does not meet NEEDS criteria
Boardman | 6106 | 1 | Coal Steam | Oregon | 585 | Dropped - Units whose status does not meet NEEDS criteria
White Pine Electric Power | 10148 | GEN3 | O/G Steam | Michigan | 18 | Dropped - Units whose status does not meet NEEDS criteria
Tajiguas Plant | 55603 | UNT1 | Landfill Gas | California | 2.7 | Dropped - Units whose status does not meet NEEDS criteria
Mercy Medical Center | 58163 | 4 | Combustion Turbine | New York | 0.7 | Dropped - Units whose status does not meet NEEDS criteria
Mercy Medical Center | 58163 | 6 | Combustion Turbine | New York | 0.2 | Dropped - Units whose status does not meet NEEDS criteria
Oklaunion | 127 | 1 | Coal Steam | Texas | 650 | Dropped - Units whose status does not meet NEEDS criteria
La Junta | 506 | 2 | Combustion Turbine | Colorado | 0.5 | Dropped - Units whose status does not meet NEEDS criteria
La Junta | 506 | 3 | Combustion Turbine | Colorado | 0.4 | Dropped - Units whose status does not meet NEEDS criteria
La Junta | 506 | 4 | Combustion Turbine | Colorado | 1 | Dropped - Units whose status does not meet NEEDS criteria
La Junta | 506 | 6 | Combustion Turbine | Colorado | 2.5 | Dropped - Units whose status does not meet NEEDS criteria
La Junta | 506 | 7 | Combustion Turbine | Colorado | 3 | Dropped - Units whose status does not meet NEEDS criteria
La Junta | 506 | 8 | Combustion Turbine | Colorado | 3 | Dropped - Units whose status does not meet NEEDS criteria
La Junta | 506 | 9 | Combustion Turbine | Colorado | 4 | Dropped - Units whose status does not meet NEEDS criteria
Kenneth C Coleman | 1381 | 1 | Coal Steam | Kentucky | 150 | Dropped - Units whose status does not meet NEEDS criteria
Kenneth C Coleman | 1381 | 2 | Coal Steam | Kentucky | 138 | Dropped - Units whose status does not meet NEEDS criteria
Kenneth C Coleman | 1381 | 3 | Coal Steam | Kentucky | 155 | Dropped - Units whose status does not meet NEEDS criteria
Robert A Reid | 1383 | 1 | Coal Steam | Kentucky | 65 | Dropped - Units whose status does not meet NEEDS criteria
Hutchinson Plant #1 | 1980 | 4 | Combustion Turbine | Minnesota | 3.9 | Dropped - Units whose status does not meet NEEDS criteria
Ravenswood | 2500 | GT4 | Combustion Turbine | New York | 12.9 | Dropped - Units whose status does not meet NEEDS criteria
Ravenswood | 2500 | GT5 | Combustion Turbine | New York | 15.5 | Dropped - Units whose status does not meet NEEDS criteria
Ravenswood | 2500 | GT6 | Combustion Turbine | New York | 12.6 | Dropped - Units whose status does not meet NEEDS criteria
Ravenswood | 2500 | GT9 | Combustion Turbine | New York | 16.3 | Dropped - Units whose status does not meet NEEDS criteria
General Mills Inc | 54564 | GEN1 | Combustion Turbine | New York | 3.4 | Dropped - Units whose status does not meet NEEDS criteria
Foote Creek IV | 55610 | GEN1 | Onshore Wind | Wyoming | 16.8 | Dropped - Units whose status does not meet NEEDS criteria
Denton Power LLC | 57071 | 1 | Landfill Gas | Texas | 1.6 | Dropped - Units whose status does not meet NEEDS criteria
Cargill Dry Creek Biofactory | 57344 | GS1 | Non-Fossil Waste | Idaho | 0.8 | Dropped - Units whose status does not meet NEEDS criteria
Cargill Dry Creek Biofactory | 57344 | GS2 | Non-Fossil Waste | Idaho | 0.8 | Dropped - Units whose status does not meet NEEDS criteria
Cargill Dry Creek Biofactory | 57344 | GS3 | Non-Fossil Waste | Idaho | 0.8 | Dropped - Units whose status does not meet NEEDS criteria
Mercy Medical Center | 58163 | 1 | Combustion Turbine | New York | 0.1 | Dropped - Units whose status does not meet NEEDS criteria
Xilinx San Jose | 58299 | XLX | Fuel Cell | California | 1 | Dropped - Units whose status does not meet NEEDS criteria
Baldwin Energy Complex | 889 | 3 | Coal Steam | Illinois | 621 | Dropped - Units whose status does not meet NEEDS criteria
Ottawa | 1316 | GT1 | Combustion Turbine | Kansas | 8 | Dropped - Units whose status does not meet NEEDS criteria
Androscoggin 3 | 1480 | 328 | Hydro | Maine | 4.9 | Dropped - Units whose status does not meet NEEDS criteria
International | 6293 | 2 | Combustion Turbine | Alaska | 12.6 | Dropped - Units whose status does not meet NEEDS criteria
Burnside Alumina Plant | 58200 | GEN1 | O/G Steam | Louisiana | 4 | Dropped - Units whose status does not meet NEEDS criteria
Burnside Alumina Plant | 58200 | GEN2 | O/G Steam | Louisiana | 4 | Dropped - Units whose status does not meet NEEDS criteria
Burnside Alumina Plant | 58200 | GEN3 | O/G Steam | Louisiana | 4 | Dropped - Units whose status does not meet NEEDS criteria
Ambler | 60243 | 1 | Combustion Turbine | Alaska | 0.4 | Dropped - Units whose status does not meet NEEDS criteria
Dickerson | 65284 | 2 | Coal Steam | Maryland | 173 | Dropped - Units whose status does not meet NEEDS criteria
Dickerson | 65284 | 3 | Coal Steam | Maryland | 173 | Dropped - Units whose status does not meet NEEDS criteria
Dickerson | 65284 | ST1 | Coal Steam | Maryland | 173 | Dropped - Units whose status does not meet NEEDS criteria
Bailly | 995 | 10 | Combustion Turbine | Indiana | 31 | Dropped - Units whose status does not meet NEEDS criteria
Willmar | 2022 | 3 | O/G Steam | Minnesota | 16.8 | Dropped - Units whose status does not meet NEEDS criteria
Willmar | 2022 | ST2 | O/G Steam | Minnesota | 6.5 | Dropped - Units whose status does not meet NEEDS criteria
Butler Municipal Power Plant | 2115 | 4 | Combustion Turbine | Missouri | 1 | Dropped - Units whose status does not meet NEEDS criteria
Duluth Paper Mill | 50424 | GEN1 | Non-Fossil Waste | Minnesota | 10.6 | Dropped - Units whose status does not meet NEEDS criteria
Danville Westover Plant | 56365 | GEN1 | Combustion Turbine | Virginia | 1.2 | Dropped - Units whose status does not meet NEEDS criteria
Suzlon Project VIII LLC | 57741 | SP111 | Onshore Wind | Texas | 2.1 | Dropped - Units whose status does not meet NEEDS criteria
Suzlon Project VIII LLC | 57741 | SP97 | Onshore Wind | Texas | 2.1 | Dropped - Units whose status does not meet NEEDS criteria
Mercy Medical Center | 58163 | 7 | Combustion Turbine | New York | 0.3 | Dropped - Units whose status does not meet NEEDS criteria
UNC-CH LFG Facility | 58268 | LFG1 | Landfill Gas | North Carolina | 1 | Dropped - Units whose status does not meet NEEDS criteria
Harvest Power Orlando | 59151 | CHP 1 | Non-Fossil Waste | Florida | 1.6 | Dropped - Units whose status does not meet NEEDS criteria
Harvest Power Orlando | 59151 | CHP 2 | Non-Fossil Waste | Florida | 1.6 | Dropped - Units whose status does not meet NEEDS criteria
eBay - South Jordan | 59281 | EBY00 | Fuel Cell | Utah | 6 | Dropped - Units whose status does not meet NEEDS criteria
eBay - South Jordan | 59281 | EBY03 | Fuel Cell | Utah | 3.8 | Dropped - Units whose status does not meet NEEDS criteria
C D McIntosh Jr | 676 | ST2 | O/G Steam | Florida | 106 | Dropped - Units whose status does not meet NEEDS criteria
W H Sammis | 2866 | 2 | Coal Steam | Ohio | 180 | Dropped - Units whose status does not meet NEEDS criteria
W H Sammis | 2866 | 3 | Coal Steam | Ohio | 180 | Dropped - Units whose status does not meet NEEDS criteria
W H Sammis | 2866 | 4 | Coal Steam | Ohio | 180 | Dropped - Units whose status does not meet NEEDS criteria
Knox Lee | 3476 | 2 | O/G Steam | Texas | 31 | Dropped - Units whose status does not meet NEEDS criteria
Knox Lee | 3476 | 3 | O/G Steam | Texas | 25 | Dropped - Units whose status does not meet NEEDS criteria
Lone Star | 3477 | 1 | O/G Steam | Texas | 50 | Dropped - Units whose status does not meet NEEDS criteria
Kotzebue Hybrid | 6304 | 10wt | Onshore Wind | Alaska | 0.1 | Dropped - Units whose status does not meet NEEDS criteria
Kotzebue Hybrid | 6304 | 12wt | Onshore Wind | Alaska | 0.1 | Dropped - Units whose status does not meet NEEDS criteria
Kotzebue Hybrid | 6304 | 4WT | Onshore Wind | Alaska | 0.5 | Dropped - Units whose status does not meet NEEDS criteria
Kotzebue Hybrid | 6304 | 5WT | Onshore Wind | Alaska | 0.1 | Dropped - Units whose status does not meet NEEDS criteria
Kotzebue Hybrid | 6304 | 6WT | Onshore Wind | Alaska | 0.1 | Dropped - Units whose status does not meet NEEDS criteria
Kotzebue Hybrid | 6304 | 7WT | Onshore Wind | Alaska | 0.1 | Dropped - Units whose status does not meet NEEDS criteria
Kotzebue Hybrid | 6304 | 8WT | Onshore Wind | Alaska | 0.1 | Dropped - Units whose status does not meet NEEDS criteria
Kotzebue Hybrid | 6304 | 9wt | Onshore Wind | Alaska | 0.1 | Dropped - Units whose status does not meet NEEDS criteria
Berlin | 6565 | 4A | Combustion Turbine | Maryland | 1.8 | Dropped - Units whose status does not meet NEEDS criteria
Sanford Dam | 50157 | 1 | Hydro | Michigan | 1.2 | Dropped - Units whose status does not meet NEEDS criteria
Sanford Dam | 50157 | 2 | Hydro | Michigan | 1.2 | Dropped - Units whose status does not meet NEEDS criteria
Sanford Dam | 50157 | 3 | Hydro | Michigan | 1.2 | Dropped - Units whose status does not meet NEEDS criteria
Secord | 50159 | 1 | Hydro | Michigan | 1.2 | Dropped - Units whose status does not meet NEEDS criteria
Smallwood | 50160 | 1 | Hydro | Michigan | 1.2 | Dropped - Units whose status does not meet NEEDS criteria
Gaviota Oil Plant | 50623 | GENA | Combustion Turbine | California | 3 | Dropped - Units whose status does not meet NEEDS criteria
Gaviota Oil Plant | 50623 | GENB | Combustion Turbine | California | 3 | Dropped - Units whose status does not meet NEEDS criteria
Gaviota Oil Plant | 50623 | GENC | Combustion Turbine | California | 3 | Dropped - Units whose status does not meet NEEDS criteria
Gaviota Oil Plant | 50623 | GEND | Combustion Turbine | California | 3 | Dropped - Units whose status does not meet NEEDS criteria
Saint Marys Hospital Power Plant | 54262 | 6 | Combustion Turbine | Minnesota | 2.7 | Dropped - Units whose status does not meet NEEDS criteria
University of Iowa Main Power Plant | 54775 | GEN1 | O/G Steam | Iowa | 3 | Dropped - Units whose status does not meet NEEDS criteria
University of Iowa Main Power Plant | 54775 | GEN2 | O/G Steam | Iowa | 3 | Dropped - Units whose status does not meet NEEDS criteria
Clean Fuel Dane Community Digester | 59559 | GEN#1 | Non-Fossil Waste | Wisconsin | 1 | Dropped - Units whose status does not meet NEEDS criteria
Clean Fuel Dane Community Digester | 59559 | GEN#2 | Non-Fossil Waste | Wisconsin | 1 | Dropped - Units whose status does not meet NEEDS criteria
Indian Point 2 | 2497 | 2 | Nuclear | New York | 1011.5 | Dropped - Units whose status does not meet NEEDS criteria
Par Sterile Products | 50318 | 38-1 | Combustion Turbine | Michigan | 2.8 | Dropped - Units whose status does not meet NEEDS criteria
Steamboat Hills LP | 50654 | GEN1 | Geothermal | Nevada | 10.9 | Dropped - Units whose status does not meet NEEDS criteria
Steamboat Hills LP | 50654 | OEC41 | Geothermal | Nevada | 3.7 | Dropped - Units whose status does not meet NEEDS criteria
New York University Central Plant | 54808 | D2 | Combustion Turbine | New York | 0.6 | Dropped - Units whose status does not meet NEEDS criteria
New York University Central Plant | 54808 | D3 | Combustion Turbine | New York | 0.6 | Dropped - Units whose status does not meet NEEDS criteria
New York University Central Plant | 54808 | D4 | Combustion Turbine | New York | 0.6 | Dropped - Units whose status does not meet NEEDS criteria
New York University Central Plant | 54808 | D5 | Combustion Turbine | New York | 0.6 | Dropped - Units whose status does not meet NEEDS criteria
New York University Central Plant | 54808 | D6 | Combustion Turbine | New York | 0.6 | Dropped - Units whose status does not meet NEEDS criteria
New York University Central Plant | 54808 | D7 | Combustion Turbine | New York | 0.6 | Dropped - Units whose status does not meet NEEDS criteria
New York University Central Plant | 54808 | DI | Combustion Turbine | New York | 0.6 | Dropped - Units whose status does not meet NEEDS criteria
WPPI Hartford DG | 56266 | 1 | Combustion Turbine | Wisconsin | 1.1 | Dropped - Units whose status does not meet NEEDS criteria
SC 1 Data Center, Phase 2 | 59074 | EG8A | Combustion Turbine | California | 2.2 | Dropped - Units whose status does not meet NEEDS criteria
Notch Cliff | 1555 | GT5 | Combustion Turbine | Maryland | 14.6 | Dropped - Units whose status does not meet NEEDS criteria
Notch Cliff | 1555 | GT6 | Combustion Turbine | Maryland | 15.6 | Dropped - Units whose status does not meet NEEDS criteria
Notch Cliff | 1555 | GT7 | Combustion Turbine | Maryland | 14.5 | Dropped - Units whose status does not meet NEEDS criteria
Notch Cliff | 1555 | GT8 | Combustion Turbine | Maryland | 16 | Dropped - Units whose status does not meet NEEDS criteria
Delano | 1969 | 1 | Combustion Turbine | Minnesota | 1.1 | Dropped - Units whose status does not meet NEEDS criteria
Asbury | 2076 | 1 | Coal Steam | Missouri | 198 | Dropped - Units whose status does not meet NEEDS criteria
Darlington County | 3250 | 1 | Combustion Turbine | South Carolina | 50 | Dropped - Units whose status does not meet NEEDS criteria
Darlington County | 3250 | 10 | Combustion Turbine | South Carolina | 49 | Dropped - Units whose status does not meet NEEDS criteria
Darlington County | 3250 | 2 | Combustion Turbine | South Carolina | 48 | Dropped - Units whose status does not meet NEEDS criteria
Darlington County | 3250 | 3 | Combustion Turbine | South Carolina | 50 | Dropped - Units whose status does not meet NEEDS criteria
Darlington County | 3250 | 4 | Combustion Turbine | South Carolina | 48 | Dropped - Units whose status does not meet NEEDS criteria
Darlington County | 3250 | 6 | Combustion Turbine | South Carolina | 43 | Dropped - Units whose status does not meet NEEDS criteria
Darlington County | 3250 | 7 | Combustion Turbine | South Carolina | 47 | Dropped - Units whose status does not meet NEEDS criteria
Darlington County | 3250 | 8 | Combustion Turbine | South Carolina | 44 | Dropped - Units whose status does not meet NEEDS criteria
Somerset Operating Co LLC | 6082 | 1 | Coal Steam | New York | 676.4 | Dropped - Units whose status does not meet NEEDS criteria
General Electric Aircraft Engines | 10029 | GEN5 | O/G Steam | Massachusetts | 8.5 | Dropped - Units whose status does not meet NEEDS criteria
General Electric Aircraft Engines | 10029 | GEN6 | O/G Steam | Massachusetts | 8.5 | Dropped - Units whose status does not meet NEEDS criteria
General Electric Aircraft Engines | 10029 | GEN7 | O/G Steam | Massachusetts | 6.8 | Dropped - Units whose status does not meet NEEDS criteria
Windland | 50386 | WING | Onshore Wind | California | 15.3 | Dropped - Units whose status does not meet NEEDS criteria
Sabine Cogen | 55104 | CTG1 | Combined Cycle | Texas | 33.1 | Dropped - Units whose status does not meet NEEDS criteria
Sabine Cogen | 55104 | CTG2 | Combined Cycle | Texas | 33.6 | Dropped - Units whose status does not meet NEEDS criteria
Sabine Cogen | 55104 | STG | Combined Cycle | Texas | 20 | Dropped - Units whose status does not meet NEEDS criteria
High Plains | 56834 | 1 | Onshore Wind | Texas | 10 | Dropped - Units whose status does not meet NEEDS criteria
Bos Dairy, LLC | 57625 | BOS3 | Combustion Turbine | Indiana | 0.3 | Dropped - Units whose status does not meet NEEDS criteria
Pine Tree Landfill Gas to Energy | 58993 | 3201 | Landfill Gas | Maine | 0.9 | Dropped - Units whose status does not meet NEEDS criteria
Norwalk Hospital Plant | 63673 | EU-02 | Combustion Turbine | Connecticut | 0 | Dropped - Units whose status does not meet NEEDS criteria
FirstEnergy Eastlake | 2837 | 6 | Combustion Turbine | Ohio | 24 | Dropped - Units whose status does not meet NEEDS criteria
Altech III | 50485 | GEN1 | Onshore Wind | California | 21.7 | Dropped - Units whose status does not meet NEEDS criteria
Altech III | 50485 | GEN2 | Onshore Wind | California | 3.4 | Dropped - Units whose status does not meet NEEDS criteria
Wheelabrator Frackville Energy | 50879 | GEN1 | Coal Steam | Pennsylvania | 42.5 | Dropped - Units whose status does not meet NEEDS criteria
Cadillac Renewable Energy | 54415 | GEN1 | Biomass | Michigan | 38 | Dropped - Units whose status does not meet NEEDS criteria
Dutch Wind Energy | 57301 | DEC | Onshore Wind | California | 8 | Dropped - Units whose status does not meet NEEDS criteria
Bos Dairy, LLC | 57625 | BOS2 | Combustion Turbine | Indiana | 0.6 | Dropped - Units whose status does not meet NEEDS criteria
Fullerton Mill CHP | 58083 | GTG1 | Combined Cycle | California | 12 | Dropped - Units whose status does not meet NEEDS criteria
Fullerton Mill CHP | 58083 | STG1 | Combined Cycle | California | 1 | Dropped - Units whose status does not meet NEEDS criteria
NA 1(Hagerstown) | 60213 | MPSHG | Energy Storage | Maryland | 2 | Dropped - Units whose status does not meet NEEDS criteria
Campbell Industrial Park BESS | 61851 | CIPB1 | Energy Storage | Hawaii | 1 | Dropped - Units whose status does not meet NEEDS criteria
Mount Sinai South Nassau Hospital | 62447 | 1 | Combustion Turbine | New York | 1.1 | Dropped - Units whose status does not meet NEEDS criteria
Mount Sinai South Nassau Hospital | 62447 | 2 | Combustion Turbine | New York | 0.8 | Dropped - Units whose status does not meet NEEDS criteria
Paradise | 1378 | 3 | Coal Steam | Kentucky | 971 | Dropped - Units whose status does not meet NEEDS criteria
Monroe (MO) | 2146 | 10 | Combustion Turbine | Missouri | 1.6 | Dropped - Units whose status does not meet NEEDS criteria
Monroe (MO) | 2146 | 11 | Combustion Turbine | Missouri | 1.8 | Dropped - Units whose status does not meet NEEDS criteria
Monroe (MO) | 2146 | 12 | Combustion Turbine | Missouri | 1.8 | Dropped - Units whose status does not meet NEEDS criteria
Monroe (MO) | 2146 | 5 | Combustion Turbine | Missouri | 1.6 | Dropped - Units whose status does not meet NEEDS criteria
Monroe (MO) | 2146 | 8 | Combustion Turbine | Missouri | 1.6 | Dropped - Units whose status does not meet NEEDS criteria
Monroe (MO) | 2146 | 9 | Combustion Turbine | Missouri | 1.6 | Dropped - Units whose status does not meet NEEDS criteria
Asheville | 2706 | 1 | Coal Steam | North Carolina | 189 | Dropped - Units whose status does not meet NEEDS criteria
Asheville | 2706 | 2 | Coal Steam | North Carolina | 189 | Dropped - Units whose status does not meet NEEDS criteria
Colstrip | 6076 | 1 | Coal Steam | Montana | 307 | Dropped - Units whose status does not meet NEEDS criteria
Colstrip | 6076 | 2 | Coal Steam | Montana | 307 | Dropped - Units whose status does not meet NEEDS criteria
Sierra Pacific Loyalton Facility | 50111 | GEN1 | Biomass | California | 11.8 | Dropped - Units whose status does not meet NEEDS criteria
Victory Garden Phase IV LLC | 52160 | WGNS | Onshore Wind | California | 22 | Dropped - Units whose status does not meet NEEDS criteria
Terra-Gen 251 Wind LLC | 52161 | WGNS | Onshore Wind | California | 18.4 | Dropped - Units whose status does not meet NEEDS criteria
Helzel & Schwarzhoff 88 Wind Farm | 52165 | WGNS | Onshore Wind | California | 1.8 | Dropped - Units whose status does not meet NEEDS criteria
Difwind Farms Ltd I | 54681 | EXIS | Onshore Wind | California | 7.3 | Dropped - Units whose status does not meet NEEDS criteria
Difwind Farms Ltd II | 54682 | EXIS | Onshore Wind | California | 5.4 | Dropped - Units whose status does not meet NEEDS criteria
Difwind Farms Ltd V | 54685 | EXIS | Onshore Wind | California | 11.6 | Dropped - Units whose status does not meet NEEDS criteria
Foote Creek II | 55608 | GEN1 | Onshore Wind | Wyoming | 1.8 | Dropped - Units whose status does not meet NEEDS criteria
Foote Creek III | 55609 | GEN1 | Onshore Wind | Wyoming | 24.8 | Dropped - Units whose status does not meet NEEDS criteria
Inland Empire Energy Center | 55853 | 1 | Combined Cycle | California | 345 | Dropped - Units whose status does not meet NEEDS criteria
Inland Empire Energy Center | 55853 | 2 | Combined Cycle | California | 345 | Dropped - Units whose status does not meet NEEDS criteria
GE - Tehachapi | 57566 | 2.5P2 | Onshore Wind | California | 2.5 | Dropped - Units whose status does not meet NEEDS criteria
GE - Tehachapi | 57566 | 2.8P3 | Onshore Wind | California | 2.8 | Dropped - Units whose status does not meet NEEDS criteria
Mount Sinai Beth Israel | 61569 | EGEN6 | Combustion Turbine | New York | 0.3 | Dropped - Units whose status does not meet NEEDS criteria
Holsum Irish Dairy | 62019 | GEN 1 | Non-Fossil Waste | Wisconsin | 0.5 | Dropped - Units whose status does not meet NEEDS criteria
Holsum Irish Dairy | 62019 | GEN 2 | Non-Fossil Waste | Wisconsin | 0.5 | Dropped - Units whose status does not meet NEEDS criteria
AES Alamitos LLC | 315 | 1 | O/G Steam | California | 175 | Dropped - Units whose status does not meet NEEDS criteria
AES Alamitos LLC | 315 | 2 | O/G Steam | California | 175 | Dropped - Units whose status does not meet NEEDS criteria
AES Alamitos LLC | 315 | 6 | O/G Steam | California | 495 | Dropped - Units whose status does not meet NEEDS criteria
AES Huntington Beach LLC | 335 | 1 | O/G Steam | California | 225.8 | Dropped - Units whose status does not meet NEEDS criteria
Higgins | 630 | P2 | Combustion Turbine | Florida | 25 | Dropped - Units whose status does not meet NEEDS criteria
Higgins | 630 | P3 | Combustion Turbine | Florida | 31 | Dropped - Units whose status does not meet NEEDS criteria
Higgins | 630 | P4 | Combustion Turbine | Florida | 31 | Dropped - Units whose status does not meet NEEDS criteria
Carmi | 937 | 11 | Combustion Turbine | Illinois | 2.7 | Dropped - Units whose status does not meet NEEDS criteria
Broadway (IN) | 1011 | 2 | Combustion Turbine | Indiana | 65 | Dropped - Units whose status does not meet NEEDS criteria
Traer Main | 1192 | 5 | Combustion Turbine | Iowa | 0.5 | Dropped - Units whose status does not meet NEEDS criteria
Cane Run | 1363 | 11 | Combustion Turbine | Kentucky | 14 | Dropped - Units whose status does not meet NEEDS criteria
Eastport | 1468 | 3 | Combustion Turbine | Maine | 2 | Dropped - Units whose status does not meet NEEDS criteria
Flos Inn Diesel | 1514 | FID1 | Combustion Turbine | Maine | 1.4 | Dropped - Units whose status does not meet NEEDS criteria
Flos Inn Diesel | 1514 | FID2 | Combustion Turbine | Maine | 1.4 | Dropped - Units whose status does not meet NEEDS criteria
Flos Inn Diesel | 1514 | FID3 | Combustion Turbine | Maine | 1.4 | Dropped - Units whose status does not meet NEEDS criteria
Riverside (MD) | 1559 | GT8 | Combustion Turbine | Maryland | 20 | Dropped - Units whose status does not meet NEEDS criteria
Hancock | 1730 | 2 | Combustion Turbine | Michigan | 18 | Dropped - Units whose status does not meet NEEDS criteria
Hancock | 1730 | 4 | Combustion Turbine | Michigan | 17 | Dropped - Units whose status does not meet NEEDS criteria
Clinton | 1818 | 1 | Combustion Turbine | Michigan | 0.5 | Dropped - Units whose status does not meet NEEDS criteria
Clinton | 1818 | 2 | Combustion Turbine | Michigan | 0.5 | Dropped - Units whose status does not meet NEEDS criteria
Clinton | 1818 | 6 | Combustion Turbine | Michigan | 2 | Dropped - Units whose status does not meet NEEDS criteria
Columbia (MO) | 2123 | 7 | Coal Steam | Missouri | 22 | Dropped - Units whose status does not meet NEEDS criteria
Kennett | 2139 | 1 | Combustion Turbine | Missouri | 0.4 | Dropped - Units whose status does not meet NEEDS criteria
Kennett | 2139 | 2 | Combustion Turbine | Missouri | 0.4 | Dropped - Units whose status does not meet NEEDS criteria
Kennett | 2139 | 3 | Combustion Turbine | Missouri | 0.8 | Dropped - Units whose status does not meet NEEDS criteria
Kennett | 2139 | 4 | Combustion Turbine | Missouri | 2.2 | Dropped - Units whose status does not meet NEEDS criteria
Kennett | 2139 | 5 | Combustion Turbine | Missouri | 1.3 | Dropped - Units whose status does not meet NEEDS criteria
Kennett | 2139 | 6 | Combustion Turbine | Missouri | 1.8 | Dropped - Units whose status does not meet NEEDS criteria
Kennett | 2139 | 7 | Combustion Turbine | Missouri | 2.2 | Dropped - Units whose status does not meet NEEDS criteria
Kennett | 2139 | 8 | Combustion Turbine | Missouri | 2.8 | Dropped - Units whose status does not meet NEEDS criteria
Hauser | 2185 | HAU2 | Hydro | Montana | 3.9 | Dropped - Units whose status does not meet NEEDS criteria
Lebanon | 2921 | 5 | Combustion Turbine | Ohio | 2 | Dropped - Units whose status does not meet NEEDS criteria
Lebanon | 2921 | 6 | Combustion Turbine | Ohio | 3 | Dropped - Units whose status does not meet NEEDS criteria
Lebanon | 2921 | 7 | Combustion Turbine | Ohio | 6 | Dropped - Units whose status does not meet NEEDS criteria
Lebanon | 2921 | 8 | Combustion Turbine | Ohio | 5.6 | Dropped - Units whose status does not meet NEEDS criteria
Lebanon | 2921 | 9 | Combustion Turbine | Ohio | 14 | Dropped - Units whose status does not meet NEEDS criteria
Huron | 3344 | 2A | Combustion Turbine | South Dakota | 43.7 | Dropped - Units whose status does not meet NEEDS criteria
Mobile Unit | 3346 | 2 | Combustion Turbine | South Dakota | 1.8 | Dropped - Units whose status does not meet NEEDS criteria
Mobile Unit | 3346 | 3 | Combustion Turbine | South Dakota | 2 | Dropped - Units whose status does not meet NEEDS criteria
Duck Creek | 6016 | 1 | Coal Steam | Illinois | 410 | Dropped - Units whose status does not meet NEEDS criteria
ReEnergy Fort Fairfield | 7513 | GEN1 | Biomass | Maine | 32 | Dropped - Units whose status does not meet NEEDS criteria
Anaheim GT | 7693 | 1 | Combustion Turbine | California | 44.5 | Dropped - Units whose status does not meet NEEDS criteria
Tipton | 8106 | 3 | Combustion Turbine | Iowa | 1.2 | Dropped - Units whose status does not meet NEEDS criteria
The Mosaic Company, Plant City Facility | 50371 | MI34 | Non-Fossil Waste | Florida | 27.9 | Dropped - Units whose status does not meet NEEDS criteria
Erie Coke | 50920 | 1 | Fossil Waste | Pennsylvania | 1 | Dropped - Units whose status does not meet NEEDS criteria
Winnebago County Landfill Gas | 50936 | EG2 | Landfill Gas | Wisconsin | 0.9 | Dropped - Units whose status does not meet NEEDS criteria
Hofstra University | 51035 | GEN1 | Combustion Turbine | New York | 1.1 | Dropped - Units whose status does not meet NEEDS criteria
Hofstra University | 51035 | GEN2 | Combustion Turbine | New York | 1.1 | Dropped - Units whose status does not meet NEEDS criteria
Point Comfort Operations | 52069 | GEN1 | O/G Steam | Texas | 14.9 | Dropped - Units whose status does not meet NEEDS criteria
Point Comfort Operations | 52069 | GEN2 | O/G Steam | Texas | 14.9 | Dropped - Units whose status does not meet NEEDS criteria
Point Comfort Operations | 52069 | GEN3 | O/G Steam | Texas | 14.9 | Dropped - Units whose status does not meet NEEDS criteria
Point Comfort Operations | 52069 | GEN4 | O/G Steam | Texas | 14 | Dropped - Units whose status does not meet NEEDS criteria
85 A | 52162 | WGNS | Onshore Wind | California | 14.1 | Dropped - Units whose status does not meet NEEDS criteria
Otay Landfill Gas, LLC | 52204 | OTA1 | Landfill Gas | California | 1.5 | Dropped - Units whose status does not meet NEEDS criteria
Otay Landfill Gas, LLC | 52204 | OTA2 | Landfill Gas | California | 1.5 | Dropped - Units whose status does not meet NEEDS criteria
Otay Landfill Gas, LLC | 52204 | OTA5 | Landfill Gas | California | 1.5 | Dropped - Units whose status does not meet NEEDS criteria
Otay Landfill Gas, LLC | 52204 | OTA6 | Landfill Gas | California | 1.5 | Dropped - Units whose status does not meet NEEDS criteria
ReEnergy Lyonsdale Biomass | 54526 | STG | Biomass | New York | 19 | Dropped - Units whose status does not meet NEEDS criteria
University of Texas at Dallas | 54607 | GEN1 | Combustion Turbine | Texas | 3.5 | Dropped - Units whose status does not meet NEEDS criteria
Kennecott Power Plant | 56163 | 4 | Coal Steam | Utah | 75 | Dropped - Units whose status does not meet NEEDS criteria
Lubbock Wind Ranch | 57259 | 1 | Onshore Wind | Texas | 2.5 | Dropped - Units whose status does not meet NEEDS criteria
Lubbock Wind Ranch | 57259 | 2 | Onshore Wind | Texas | 2.5 | Dropped - Units whose status does not meet NEEDS criteria
Lubbock Wind Ranch | 57259 | 3 | Onshore Wind | Texas | 2.5 | Dropped - Units whose status does not meet NEEDS criteria
RPI Fuel Cell LLC | 57419 | 0001 | Fuel Cell | California | 1 | Dropped - Units whose status does not meet NEEDS criteria
UTS SJ1 LLC | 57420 | 0001 | Fuel Cell | California | 1.4 | Dropped - Units whose status does not meet NEEDS criteria
Double A Digester | 57425 | 1 | Non-Fossil Waste | Idaho | 1.5 | Dropped - Units whose status does not meet NEEDS criteria
Double A Digester | 57425 | 2 | Non-Fossil Waste | Idaho | 1.5 | Dropped - Units whose status does not meet NEEDS criteria
Double A Digester | 57425 | 3 | Non-Fossil Waste | Idaho | 1.5 | Dropped - Units whose status does not meet NEEDS criteria
Bellefontaine Gas Producers LLC | 57433 | 1 | Landfill Gas | Ohio | 1.6 | Dropped - Units whose status does not meet NEEDS criteria
Bellefontaine Gas Producers LLC | 57433 | 2 | Landfill Gas | Ohio | 1.6 | Dropped - Units whose status does not meet NEEDS criteria
Bellefontaine Gas Producers LLC | 57433 | 3 | Landfill Gas | Ohio | 1.6 | Dropped - Units whose status does not meet NEEDS criteria
GE - Tehachapi | 57566 | 1.7SF | Onshore Wind | California | 1.8 | Dropped - Units whose status does not meet NEEDS criteria
Laverne Battery | 58579 | 1 | Energy Storage | Minnesota | 1 | Dropped - Units whose status does not meet NEEDS criteria
Holsum Elm Dairy | 58663 | GEN1 | Non-Fossil Waste | Wisconsin | 0.6 | Dropped - Units whose status does not meet NEEDS criteria
Holsum Elm Dairy | 58663 | GEN2 | Non-Fossil Waste | Wisconsin | 0.6 | Dropped - Units whose status does not meet NEEDS criteria
Simonds | 58945 | GEN 1 | Combustion Turbine | Massachusetts | 0.6 | Dropped - Units whose status does not meet NEEDS criteria
Simonds | 58945 | GEN 2 | Combustion Turbine | Massachusetts | 0.6 | Dropped - Units whose status does not meet NEEDS criteria
Simonds | 58945 | GEN 3 | Combustion Turbine | Massachusetts | 0.6 | Dropped - Units whose status does not meet NEEDS criteria
Seminole Energy | 61780 | ENG4 | Landfill Gas | Florida | 1.6 | Dropped - Units whose status does not meet NEEDS criteria
H Wilson Sundt Generating Station | 126 | ST1 | O/G Steam | Arizona | 81 | Dropped - Units whose status does not meet NEEDS criteria
H Wilson Sundt Generating Station | 126 | ST2 | O/G Steam | Arizona | 81 | Dropped - Units whose status does not meet NEEDS criteria
Coffeen | 861 | 1 | Coal Steam | Illinois | 330 | Dropped - Units whose status does not meet NEEDS criteria
Coffeen | 861 | 2 | Coal Steam | Illinois | 565 | Dropped - Units whose status does not meet NEEDS criteria
Havana | 891 | 6 | Coal Steam | Illinois | 411 | Dropped - Units whose status does not meet NEEDS criteria
Hennepin Power Station | 892 | 1 | Coal Steam | Illinois | 68 | Dropped - Units whose status does not meet NEEDS criteria
Hennepin Power Station | 892 | 2 | Coal Steam | Illinois | 218 | Dropped - Units whose status does not meet NEEDS criteria
Navajo | 4941 | NAV1 | Coal Steam | Arizona | 750 | Dropped - Units whose status does not meet NEEDS criteria
Navajo | 4941 | NAV2 | Coal Steam | Arizona | 750 | Dropped - Units whose status does not meet NEEDS criteria
FirstEnergy Bruce Mansfield | 6094 | 3 | Coal Steam | Pennsylvania | 830 | Dropped - Units whose status does not meet NEEDS criteria
Windpark Unlimited 1 | 10027 | EXIS | Onshore Wind | California | 9.4 | Dropped - Units whose status does not meet NEEDS criteria
New-Indy Ontario Mill | 10427 | GEN1 | Combustion Turbine | California | 34 | Dropped - Units whose status does not meet NEEDS criteria
Camden South Carolina | 10795 | GEN1 | O/G Steam | South Carolina | 5.5 | Dropped - Units whose status does not meet NEEDS criteria
Camden South Carolina | 10795 | GEN2 | O/G Steam | South Carolina | 5.5 | Dropped - Units whose status does not meet NEEDS criteria
Painted Hills Wind Park | 50533 | WGNS | Onshore Wind | California | 19 | Dropped - Units whose status does not meet NEEDS criteria
85 B | 52163 | WTGN | Onshore Wind | California | 21.2 | Dropped - Units whose status does not meet NEEDS criteria
Otay Landfill Gas, LLC | 52204 | OTA3 | Landfill Gas | California | 3.2 | Dropped - Units whose status does not meet NEEDS criteria
Columbia Flooring Melbourne | 56182 | Kato | Biomass | Arkansas | 1.7 | Dropped - Units whose status does not meet NEEDS criteria
Skyline Gas Recovery | 56528 | GEN1 | Landfill Gas | Texas | 1.6 | Dropped - Units whose status does not meet NEEDS criteria
Skyline Gas Recovery | 56528 | GEN2 | Landfill Gas | Texas | 1.6 | Dropped - Units whose status does not meet NEEDS criteria
Skyline Gas Recovery | 56528 | GEN3 | Landfill Gas | Texas | 1.6 | Dropped - Units whose status does not meet NEEDS criteria
Skyline Gas Recovery | 56528 | GEN4 | Landfill Gas | Texas | 1.6 | Dropped - Units whose status does not meet NEEDS criteria
Los Alamos PV Site | 58256 | 2 | Energy Storage | New Mexico | 1 | Dropped - Units whose status does not meet NEEDS criteria
Los Alamos PV Site | 58256 | 3 | Energy Storage | New Mexico | 0.8 | Dropped - Units whose status does not meet NEEDS criteria
Windpark Unlimited 2 | 60321 | EXIS2 | Onshore Wind | California | 16.1 | Dropped - Units whose status does not meet NEEDS criteria
AES Redondo Beach LLC | 356 | 7 | O/G Steam | California | 480 | Dropped - Units whose status does not meet NEEDS criteria
Cayuga Operating Company | 2535 | 1 | Coal Steam | New York | 151 | Dropped - Units whose status does not meet NEEDS criteria
Cayuga Operating Company | 2535 | 2 | Coal Steam | New York | 139.6 | Dropped - Units whose status does not meet NEEDS criteria
Gibbons Creek | 6136 | 1 | Coal Steam | Texas | 470 | Dropped - Units whose status does not meet NEEDS criteria
Madison Dam | 6422 | MAD1 | Hydro | Montana | 3.7 | Dropped - Units whose status does not meet NEEDS criteria
Madison Dam | 6422 | MAD2 | Hydro | Montana | 3.7 | Dropped - Units whose status does not meet NEEDS criteria
Madison Dam | 6422 | MAD3 | Hydro | Montana | 3.7 | Dropped - Units whose status does not meet NEEDS criteria
Madison Dam | 6422 | MAD4 | Hydro | Montana | 3.7 | Dropped - Units whose status does not meet NEEDS criteria
Fergus Control Ctr | 7505 | 1 | Combustion Turbine | Minnesota | 2 | Dropped - Units whose status does not meet NEEDS criteria
Auburn State Street | 8009 | 1 | Combustion Turbine | New York | 5.3 | Dropped - Units whose status does not meet NEEDS criteria
ReEnergy Ashland | 10356 | GEN1 | Biomass | Maine | 37 | Dropped - Units whose status does not meet NEEDS criteria
Georgia-Pacific Crossett LLC | 10606 | GEN5 | Non-Fossil Waste | Arkansas | 30.6 | Dropped - Units whose status does not meet NEEDS criteria
Georgia-Pacific Crossett LLC | 10606 | GEN6 | Non-Fossil Waste | Arkansas | 36 | Dropped - Units whose status does not meet NEEDS criteria
Graphic Packaging | 10698 | GEN1 | O/G Steam | Michigan | 5 | Dropped - Units whose status does not meet NEEDS criteria
Ground Water Pumping Station | 50105 | GPS1 | Hydro | Oregon | 0.9 | Dropped - Units whose status does not meet NEEDS criteria
Ground Water Pumping Station | 50105 | GPS2 | Hydro | Oregon | 0.9 | Dropped - Units whose status does not meet NEEDS criteria
Ground Water Pumping Station | 50105 | GPS3 | Hydro | Oregon | 0.9 | Dropped - Units whose status does not meet NEEDS criteria
Ground Water Pumping Station | 50105 | GPS4 | Hydro | Oregon | 0.9 | Dropped - Units whose status does not meet NEEDS criteria
Ground Water Pumping Station | 50105 | GPS5 | Hydro | Oregon | 0.9 | Dropped - Units whose status does not meet NEEDS criteria
Ground Water Pumping Station | 50105 | GPS6 | Hydro | Oregon | 0.9 | Dropped - Units whose status does not meet NEEDS criteria
Kamin LLC Wrens Plant | 54880 | SDT1 | Combustion Turbine | Georgia | 1.7 | Dropped - Units whose status does not meet NEEDS criteria
Kamin LLC Wrens Plant | 54880 | SDT2 | Combustion Turbine | Georgia | 1.7 | Dropped - Units whose status does not meet NEEDS criteria
Kamin LLC Wrens Plant | 54880 | SDT3 | Combustion Turbine | Georgia | 1.7 | Dropped - Units whose status does not meet NEEDS criteria
Security | 55556 | UNT3 | Landfill Gas | Texas | 1.7 | Dropped - Units whose status does not meet NEEDS criteria
Chandler Hills Wind Farm | 56646 | 1 | Onshore Wind | Minnesota | 2 | Dropped - Units whose status does not meet NEEDS criteria
Nucla | 527 | 1 | Coal Steam | Colorado | 12 | Dropped - Units whose status does not meet NEEDS criteria
Nucla | 527 | 2 | Coal Steam | Colorado | 12 | Dropped - Units whose status does not meet NEEDS criteria
Nucla | 527 | 3 | Coal Steam | Colorado | 12 | Dropped - Units whose status does not meet NEEDS criteria
Nucla | 527 | ST4 | Coal Steam | Colorado | 64 | Dropped - Units whose status does not meet NEEDS criteria
McGregor | 1163 | 3 | Combustion Turbine | Iowa | 0.5 | Dropped - Units whose status does not meet NEEDS criteria
Hutchinson Plant #1 | 1980 | 8 | Combined Cycle | Minnesota | 13 | Dropped - Units whose status does not meet NEEDS criteria
Wells IC | 2020 | 3 | Combustion Turbine | Minnesota | 1.1 | Dropped - Units whose status does not meet NEEDS criteria
Hudson Avenue | 2496 | 4 | Combustion Turbine | New York | 13.5 | Dropped - Units whose status does not meet NEEDS criteria
Shelby Municipal Light Plant | 2943 | IC1 | Combustion Turbine | Ohio | 3 | Dropped - Units whose status does not meet NEEDS criteria
Navajo | 4941 | NAV3 | Coal Steam | Arizona | 750 | Dropped - Units whose status does not meet NEEDS criteria
Three Mile Island | 8011 | 1 | Nuclear | Pennsylvania | 802.8 | Dropped - Units whose status does not meet NEEDS criteria
Cambria Cogen | 10641 | GEN1 | Coal Steam | Pennsylvania | 88 | Dropped - Units whose status does not meet NEEDS criteria
Olinda Landfill Gas Recovery Plant | 10648 | GEN1 | Landfill Gas | California | 1.7 | Dropped - Units whose status does not meet NEEDS criteria
Olinda Landfill Gas Recovery Plant | 10648 | GEN2 | Landfill Gas | California | 1.7 | Dropped - Units whose status does not meet NEEDS criteria
Olinda Landfill Gas Recovery Plant | 10648 | GEN3 | Landfill Gas | California | 1.7 | Dropped - Units whose status does not meet NEEDS criteria
Beaumont Hospital Dearborn Campus | 50260 | 500KW | Combustion Turbine | Michigan | 0.5 | Dropped - Units whose status does not meet NEEDS criteria
VESI Pomona | 50300 | GEN1 | Combustion Turbine | California | 40 | Dropped - Units whose status does not meet NEEDS criteria
Mobile Energy Services LLC | 50407 | GEN5 | Biomass | Alabama | 56.1 | Dropped - Units whose status does not meet NEEDS criteria
Mobile Energy Services LLC | 50407 | GEN6 | Biomass | Alabama | 33.2 | Dropped - Units whose status does not meet NEEDS criteria
Chester Operations | 50410 | 5 | Coal Steam | Pennsylvania | 67 | Dropped - Units whose status does not meet NEEDS criteria
Monroe Livingston Gas Recovery | 50565 | GEN1 | Landfill Gas | New York | 0.8 | Dropped - Units whose status does not meet NEEDS criteria
Monroe Livingston Gas Recovery | 50565 | GEN2 | Landfill Gas | New York | 0.8 | Dropped - Units whose status does not meet NEEDS criteria
Harris Energy Realty | 54981 | ALBA | Hydro | Massachusetts | 0.3 | Dropped - Units whose status does not meet NEEDS criteria
Harris Energy Realty | 54981 | ALBD | Hydro | Massachusetts | 0.4 | Dropped - Units whose status does not meet NEEDS criteria
West Texas Wind Energy LLC | 55367 | 01 | Onshore Wind | Texas | 75 | Dropped - Units whose status does not meet NEEDS criteria
Monmouth Landfill Gas to Energy | 55618 | GEN1 | Landfill Gas | New Jersey | 3.3 | Dropped - Units whose status does not meet NEEDS criteria
Monmouth Landfill Gas to Energy | 55618 | GEN2 | Landfill Gas | New Jersey | 3.3 | Dropped - Units whose status does not meet NEEDS criteria
Toksook Bay | 57067 | UNIT1 | Combustion Turbine | Alaska | 0.4 | Dropped - Units whose status does not meet NEEDS criteria
Wausau Paper Middletown | 57940 | G3 | Coal Steam | Ohio | 7.5 | Dropped - Units whose status does not meet NEEDS criteria
Caribou Generation Station | 1513 | 1 | O/G Steam | Maine | 9 | Dropped - Units whose status does not meet NEEDS criteria
Caribou Generation Station | 1513 | CD2 | Combustion Turbine | Maine | 2.5 | Dropped - Units whose status does not meet NEEDS criteria
Caribou Generation Station | 1513 | CD3 | Combustion Turbine | Maine | 2.5 | Dropped - Units whose status does not meet NEEDS criteria
Caribou Generation Station | 1513 | CD4 | Combustion Turbine | Maine | 1 | Dropped - Units whose status does not meet NEEDS criteria
Caribou Generation Station | 1513 | CD5 | Combustion Turbine | Maine | 1 | Dropped - Units whose status does not meet NEEDS criteria
Caribou Generation Station | 1513 | CH1 | Hydro | Maine | 0.4 | Dropped - Units whose status does not meet NEEDS criteria
Caribou Generation Station | 1513 | ST2 | O/G Steam | Maine | 14 | Dropped - Units whose status does not meet NEEDS criteria
Nantucket Hybrid | 1615 | 12 | Combustion Turbine | Massachusetts | 2.8 | Dropped - Units whose status does not meet NEEDS criteria
Nantucket Hybrid | 1615 | 13 | Combustion Turbine | Massachusetts | 2.9 | Dropped - Units whose status does not meet NEEDS criteria
Wanapum | 3888 | 4 | Hydro | Washington | 103.8 | Dropped - Units whose status does not meet NEEDS criteria
Kiana | 6323 | 3A | Combustion Turbine | Alaska | 0.4 | Dropped - Units whose status does not meet NEEDS criteria
Graphic Packaging | 10698 | GEN2 | O/G Steam | Michigan | 1.5 | Dropped - Units whose status does not meet NEEDS criteria
Yates Gas Plant | 55025 | GEN2 | Combustion Turbine | Texas | 2.8 | Dropped - Units whose status does not meet NEEDS criteria
Bethlehem Renewable Energy LLC | 56572 | 1 | Landfill Gas | Pennsylvania | 3.7 | Dropped - Units whose status does not meet NEEDS criteria
Quinhagak | 57057 | UNIT3 | Combustion Turbine | Alaska | 0.4 | Dropped - Units whose status does not meet NEEDS criteria
Harbor Wind LLC | 58424 | 1 | Onshore Wind | Texas | 9 | Dropped - Units whose status does not meet NEEDS criteria
Mount Sinai Beth Israel | 61569 | EGEN3 | Combustion Turbine | New York | 1 | Dropped - Units whose status does not meet NEEDS criteria
Kingsbrook Jewish Medical Center | 62050 | 115WA | Combustion Turbine | New York | 0.1 | Dropped - Units whose status does not meet NEEDS criteria
Hammond | 708 | 1 | Coal Steam | Georgia | 110 | Dropped - Units whose status does not meet NEEDS criteria
Hammond | 708 | 2 | Coal Steam | Georgia | 110 | Dropped - Units whose status does not meet NEEDS criteria
Hammond | 708 | 3 | Coal Steam | Georgia | 110 | Dropped - Units whose status does not meet NEEDS criteria
Hammond | 708 | 4 | Coal Steam | Georgia | 510 | Dropped - Units whose status does not meet NEEDS criteria
Langdale | 711 | 5 | Hydro | Alabama | 0.1 | Dropped - Units whose status does not meet NEEDS criteria
Langdale | 711 | 6 | Hydro | Alabama | 0.1 | Dropped - Units whose status does not meet NEEDS criteria
Coffeyville | 1271 | 6 | O/G Steam | Kansas | 16 | Dropped - Units whose status does not meet NEEDS criteria
Albany | 2113 | 1 | Combustion Turbine | Missouri | 2.1 | Dropped - Units whose status does not meet NEEDS criteria
Albany | 2113 | 2 | Combustion Turbine | Missouri | 1 | Dropped - Units whose status does not meet NEEDS criteria
Albany | 2113 | 3 | Combustion Turbine | Missouri | 0.6 | Dropped - Units whose status does not meet NEEDS criteria
Albany | 2113 | IC5 | Combustion Turbine | Missouri | 1.2 | Dropped - Units whose status does not meet NEEDS criteria
Albany | 2113 | IC6 | Combustion Turbine | Missouri | 1.2 | Dropped - Units whose status does not meet NEEDS criteria
McIntosh | 6124 | 1 | Coal Steam | Georgia | 142.5 | Dropped - Units whose status does not meet NEEDS criteria
Solar Photovoltaic Project #44 | 57540 | S44A | Solar PV | California | 0.5 | Dropped - Units whose status does not meet NEEDS criteria
Solar Photovoltaic Project #44 | 57540 | S44B | Solar PV | California | 0.5 | Dropped - Units whose status does not meet NEEDS criteria
Solar Photovoltaic Project #44 | 57540 | S44C | Solar PV | California | 0.5 | Dropped - Units whose status does not meet NEEDS criteria
Solar Photovoltaic Project #44 | 57540 | S44D | Solar PV | California | 0.5 | Dropped - Units whose status does not meet NEEDS criteria
Solar Photovoltaic Project #44 | 57540 | S44E | Solar PV | California | 0.5 | Dropped - Units whose status does not meet NEEDS criteria
Solar Photovoltaic Project #44 | 57540 | S44F | Solar PV | California | 0.5 | Dropped - Units whose status does not meet NEEDS criteria
Solar Photovoltaic Project #44 | 57540 | S44G | Solar PV | California | 0.5 | Dropped - Units whose status does not meet NEEDS criteria
Solar Photovoltaic Project #44 | 57540 | S44H | Solar PV | California | 0.5 | Dropped - Units whose status does not meet NEEDS criteria
Solar Photovoltaic Project #44 | 57540 | S44I | Solar PV | California | 0.5 | Dropped - Units whose status does not meet NEEDS criteria
Solar Photovoltaic Project #44 | 57540 | S44J | Solar PV | California | 0.5 | Dropped - Units whose status does not meet NEEDS criteria
Solar Photovoltaic Project #44 | 57540 | S44K | Solar PV | California | 0.5 | Dropped - Units whose status does not meet NEEDS criteria
Solar Photovoltaic Project #44 | 57540 | S44L | Solar PV | California | 0.5 | Dropped - Units whose status does not meet NEEDS criteria
Solar Photovoltaic Project #44 | 57540 | S44M | Solar PV | California | 0.5 | Dropped - Units whose status does not meet NEEDS criteria
Solar Photovoltaic Project #44 | 57540 | S44N | Solar PV | California | 0.5 | Dropped - Units whose status does not meet NEEDS criteria
Solar Photovoltaic Project #44 | 57540 | S44O | Solar PV | California | 0.5 | Dropped - Units whose status does not meet NEEDS criteria
Solar Photovoltaic Project #44 | 57540 | S44P | Solar PV | California | 0.5 | Dropped - Units whose status does not meet NEEDS criteria
Pacific Ethanol Stockton Cogen Plant | 61027 | PESCT | Combustion Turbine | California | 3.6 | Dropped - Units whose status does not meet NEEDS criteria
Gould Street | 1553 | 3 | O/G Steam | Maryland | 97 | Dropped - Units whose status does not meet NEEDS criteria
Claude Vandyke | 1880 | 6 | Combined Cycle | Michigan | 19.3 | Dropped - Units whose status does not meet NEEDS criteria
Granite City | 1910 | 1 | Combustion Turbine | Minnesota | 13 | Dropped - Units whose status does not meet NEEDS criteria
Granite City | 1910 | 2 | Combustion Turbine | Minnesota | 13 | Dropped - Units whose status does not meet NEEDS criteria
Granite City | 1910 | 3 | Combustion Turbine | Minnesota | 13 | Dropped - Units whose status does not meet NEEDS criteria
Granite City | 1910 | 4 | Combustion Turbine | Minnesota | 13 | Dropped - Units whose status does not meet NEEDS criteria
Rex Brown | 2053 | 4 | O/G Steam | Mississippi | 197.7 | Dropped - Units whose status does not meet NEEDS criteria
Rex Brown | 2053 | GT1 | Combustion Turbine | Mississippi | 10.3 | Dropped - Units whose status does not meet NEEDS criteria
Berlin | 6565 | 2A | Combustion Turbine | Maryland | 1.8 | Dropped - Units whose status does not meet NEEDS criteria
Covanta Warren Energy | 10012 | 1 | Municipal Solid Waste | New Jersey | 10 | Dropped - Units whose status does not meet NEEDS criteria
James River Genco LLC | 10377 | GEN1 | Coal Steam | Virginia | 46.3 | Dropped - Units whose status does not meet NEEDS criteria
James River Genco LLC | 10377 | GEN2 | Coal Steam | Virginia | 46.3 | Dropped - Units whose status does not meet NEEDS criteria
Georgia-Pacific Consr Prods LP-Naheola | 10699 | GEN2 | Non-Fossil Waste | Alabama | 12.4 | Dropped - Units whose status does not meet NEEDS criteria
Marcus Hook Refinery Cogen | 50074 | GEN1 | Combustion Turbine | Pennsylvania | 48 | Dropped - Units whose status does not meet NEEDS criteria
Park Falls Industrial Management | 50620 | GEN1 | Biomass | Wisconsin | 4.7 | Dropped - Units whose status does not meet NEEDS criteria
I 95 Municipal Landfill Phase I | 52051 | UNT1 | Landfill Gas | Virginia | 0.8 | Dropped - Units whose status does not meet NEEDS criteria
I 95 Municipal Landfill Phase I | 52051 | UNT2 | Landfill Gas | Virginia | 0.8 | Dropped - Units whose status does not meet NEEDS criteria
I 95 Municipal Landfill Phase I | 52051 | UNT3 | Landfill Gas | Virginia | 0.8 | Dropped - Units whose status does not meet NEEDS criteria
I 95 Municipal Landfill Phase I | 52051 | UNT4 | Landfill Gas | Virginia | 0.8 | Dropped - Units whose status does not meet NEEDS criteria
Philadelphia Refinery | 52106 | GEN1 | Fossil Waste | Pennsylvania | 7.7 | Dropped - Units whose status does not meet NEEDS criteria
Philadelphia Refinery | 52106 | GEN2 | Fossil Waste | Pennsylvania | 6.7 | Dropped - Units whose status does not meet NEEDS criteria
Philadelphia Refinery | 52106 | GEN3 | Fossil Waste | Pennsylvania | 0.4 | Dropped - Units whose status does not meet NEEDS criteria
Stingray Facility | 54531 | 1S72 | Combustion Turbine | Louisiana | 2.5 | Dropped - Units whose status does not meet NEEDS criteria
Sumpter Energy Associates | 54536 | 0201 | Landfill Gas | Michigan | 0.8 | Dropped - Units whose status does not meet NEEDS criteria
Coastal Plains | 55554 | UNT1 | Landfill Gas | Texas | 1.7 | Dropped - Units whose status does not meet NEEDS criteria
Coastal Plains | 55554 | UNT3 | Landfill Gas | Texas | 1.7 | Dropped - Units whose status does not meet NEEDS criteria
Coastal Plains | 55554 | UNT4 | Landfill Gas | Texas | 1.7 | Dropped - Units whose status does not meet NEEDS criteria
East Millinocket Mill | 55830 | M2S1 | Biomass | Maine | 14.5 | Dropped - Units whose status does not meet NEEDS criteria
East Millinocket Mill | 55830 | M2S2 | Biomass | Maine | 14.5 | Dropped - Units whose status does not meet NEEDS criteria
East Millinocket Mill | 55830 | M2S3 | Biomass | Maine | 28.1 | Dropped - Units whose status does not meet NEEDS criteria
Elim | 57060 | UNIT3 | Combustion Turbine | Alaska | 0.5 | Dropped - Units whose status does not meet NEEDS criteria
Glendale Energy Power Plant | 57829 | GLEN1 | Landfill Gas | Arizona | 1.4 | Dropped - Units whose status does not meet NEEDS criteria
Glendale Energy Power Plant | 57829 | GLEN2 | Landfill Gas | Arizona | 1.4 | Dropped - Units whose status does not meet NEEDS criteria
Hidden View Dairy, LLC | 59260 | HV1 | Non-Fossil Waste | Indiana | 0.7 | Dropped - Units whose status does not meet NEEDS criteria
Bristol Plant | 60222 | B1 | Landfill Gas | Virginia | 0.3 | Dropped - Units whose status does not meet NEEDS criteria
Bristol Plant | 60222 | B2 | Landfill Gas | Virginia | 0.3 | Dropped - Units whose status does not meet NEEDS criteria
Bristol Plant | 60222 | B3 | Landfill Gas | Virginia | 0.3 | Dropped - Units whose status does not meet NEEDS criteria
Bristol Plant | 60222 | B4 | Landfill Gas | Virginia | 0.3 | Dropped - Units whose status does not meet NEEDS criteria
Bristol Plant | 60222 | B5 | Landfill Gas | Virginia | 0.3 | Dropped - Units whose status does not meet NEEDS criteria
Bristol Plant | 60222 | B6 | Landfill Gas | Virginia | 0.3 | Dropped - Units whose status does not meet NEEDS criteria
NYP-Hudson Valley Hospital Center | 62421 | 300DS | Combustion Turbine | New York | 0.3 | Dropped - Units whose status does not meet NEEDS criteria
Northeast (IN) | 1013 | 1 | Combustion Turbine | Indiana | 10 | Dropped - Units whose status does not meet NEEDS criteria
Northeast (IN) | 1013 | 2 | Combustion Turbine | Indiana | 10 | Dropped - Units whose status does not meet NEEDS criteria
Pilgrim Nuclear Power Station | 1590 | 1 | Nuclear | Massachusetts | 673.6 | Dropped - Units whose status does not meet NEEDS criteria
Conesville | 2840 | 5 | Coal Steam | Ohio | 375 | Dropped - Units whose status does not meet NEEDS criteria
Conesville | 2840 | 6 | Coal Steam | Ohio | 375 | Dropped - Units whose status does not meet NEEDS criteria
Faraday | 3045 | 1 | Hydro | Oregon | 3.9 | Dropped - Units whose status does not meet NEEDS criteria
Faraday | 3045 | 2 | Hydro | Oregon | 3.9 | Dropped - Units whose status does not meet NEEDS criteria
Faraday | 3045 | 3 | Hydro | Oregon | 3.4 | Dropped - Units whose status does not meet NEEDS criteria
Faraday | 3045 | 4 | Hydro | Oregon | 5.6 | Dropped - Units whose status does not meet NEEDS criteria
Faraday | 3045 | 5 | Hydro | Oregon | 5.1 | Dropped - Units whose status does not meet NEEDS criteria
Silas Ray | 3559 | DG-2 | Combustion Turbine | Texas | 1 | Dropped - Units whose status does not meet NEEDS criteria
Silas Ray | 3559 | DG-7a | Combustion Turbine | Texas | 1 | Dropped - Units whose status does not meet NEEDS criteria
Silas Ray | 3559 | DG-7b | Combustion Turbine | Texas | 1 | Dropped - Units whose status does not meet NEEDS criteria
Bay Front | 3982 | 4 | Biomass | Wisconsin | 15 | Dropped - Units whose status does not meet NEEDS criteria
Glennallen | 6305 | 3 | Combustion Turbine | Alaska | 0.5 | Dropped - Units whose status does not meet NEEDS criteria
Glennallen | 6305 | 4 | Combustion Turbine | Alaska | 0.5 | Dropped - Units whose status does not meet NEEDS criteria
Glennallen | 6305 | 5 | Combustion Turbine | Alaska | 0.5 | Dropped - Units whose status does not meet NEEDS criteria
Byron | 7901 | 1 | Onshore Wind | Wisconsin | 0.1 | Dropped - Units whose status does not meet NEEDS criteria
Byron | 7901 | 2 | Onshore Wind | Wisconsin | 0.1 | Dropped - Units whose status does not meet NEEDS criteria
Luke Mill | 50282 | GEN1 | Coal Steam | Maryland | 32 | Dropped - Units whose status does not meet NEEDS criteria
Luke Mill | 50282 | GEN2 | Coal Steam | Maryland | 28 | Dropped - Units whose status does not meet NEEDS criteria
Mansfield Mill | 54091 | GEN4 | Combustion Turbine | Louisiana | 29.5 | Dropped - Units whose status does not meet NEEDS criteria
Colebrook Hydroelectric | 54301 | BK1 | Hydro | Connecticut | 1.4 | Dropped - Units whose status does not meet NEEDS criteria
Colebrook Hydroelectric | 54301 | BK2 | Hydro | Connecticut | 1.4 | Dropped - Units whose status does not meet NEEDS criteria
Astoria Gas Turbines | 55243 | 11 | Combustion Turbine | New York | 0 | Dropped - Units whose status does not meet NEEDS criteria
Savoonga | 57052 | UNIT2 | Combustion Turbine | Alaska | 0.5 | Dropped - Units whose status does not meet NEEDS criteria
Oshkosh Foundation Rosedale Biodigester LLC | 58555 | 95100 | Non-Fossil Waste | Wisconsin | 1.4 | Dropped - Units whose status does not meet NEEDS criteria
Gorgas | 8 | 10 | Coal Steam | Alabama | 727.7 | Dropped - Units whose status does not meet NEEDS criteria
Gorgas | 8 | 8 | Coal Steam | Alabama | 163 | Dropped - Units whose status does not meet NEEDS criteria
Gorgas | 8 | 9 | Coal Steam | Alabama | 172 | Dropped - Units whose status does not meet NEEDS criteria
Shiras | 1843 | 1 | Coal Steam | Michigan | 11.6 | Dropped - Units whose status does not meet NEEDS criteria
Shiras | 1843 | 2 | Coal Steam | Michigan | 19.5 | Dropped - Units whose status does not meet NEEDS criteria
Shiras | 1843 | 3 | Coal Steam | Michigan | 41 | Dropped - Units whose status does not meet NEEDS criteria
B L England | 2378 | 2 | Coal Steam | New Jersey | 146 | Dropped - Units whose status does not meet NEEDS criteria
B L England | 2378 | 3 | O/G Steam | New Jersey | 146 | Dropped - Units whose status does not meet NEEDS criteria
Togiak | 6348 | 2a | Combustion Turbine | Alaska | 0.5 | Dropped - Units whose status does not meet NEEDS criteria
Togiak | 6348 | 4 | Combustion Turbine | Alaska | 0.3 | Dropped - Units whose status does not meet NEEDS criteria
Togiak | 6348 | 4B | Combustion Turbine | Alaska | 0.8 | Dropped - Units whose status does not meet NEEDS criteria
Togiak | 6348 | 5A | Combustion Turbine | Alaska | 0.8 | Dropped - Units whose status does not meet NEEDS criteria
Lakin Municipal | 7393 | LK1 | Combustion Turbine | Kansas | 4.1 | Dropped - Units whose status does not meet NEEDS criteria
Edgecombe Genco LLC | 10384 | GEN1 | Coal Steam | North Carolina | 57.8 | Dropped - Units whose status does not meet NEEDS criteria
Edgecombe Genco LLC | 10384 | GEN2 | Coal Steam | North Carolina | 57.8 | Dropped - Units whose status does not meet NEEDS criteria
Georgia-Pacific Consr Prods LP-Naheola | 10699 | GEN1 | Non-Fossil Waste | Alabama | 12.4 | Dropped - Units whose status does not meet NEEDS criteria
BJ Gas Recovery | 54392 | GEN1 | Landfill Gas | Georgia | 0.8 | Dropped - Units whose status does not meet NEEDS criteria
BJ Gas Recovery | 54392 | GEN3 | Landfill Gas | Georgia | 0.8 | Dropped - Units whose status does not meet NEEDS criteria
Yates Gas Plant | 55025 | GEN1 | Combustion Turbine | Texas | 2.8 | Dropped - Units whose status does not meet NEEDS criteria
Dane County Landfill #2 Rodefeld | 55770 | GEN1 | Landfill Gas | Wisconsin | 0.8 | Dropped - Units whose status does not meet NEEDS criteria
Dane County Landfill #2 Rodefeld | 55770 | GEN2 | Landfill Gas | Wisconsin | 0.8 | Dropped - Units whose status does not meet NEEDS criteria
Dane County Landfill #2 Rodefeld | 55770 | GEN3 | Landfill Gas | Wisconsin | 0.8 | Dropped - Units whose status does not meet NEEDS criteria
Dane County Landfill #2 Rodefeld | 55770 | GEN4 | Landfill Gas | Wisconsin | 1.6 | Dropped - Units whose status does not meet NEEDS criteria
Dane County Landfill #2 Rodefeld | 55770 | GEN5 | Landfill Gas | Wisconsin | 0.8 | Dropped - Units whose status does not meet NEEDS criteria
Dane County Landfill #2 Rodefeld | 55770 | GEN6 | Landfill Gas | Wisconsin | 0.8 | Dropped - Units whose status does not meet NEEDS criteria
Dane County Landfill #2 Rodefeld | 55770 | GEN7 | Landfill Gas | Wisconsin | 0.8 | Dropped - Units whose status does not meet NEEDS criteria
SREC Bath LFGTE | 58295 | GEN1 | Landfill Gas | New York | 1.6 | Dropped - Units whose status does not meet NEEDS criteria
SREC Bath LFGTE | 58295 | GEN2 | Landfill Gas | New York | 1.6 | Dropped - Units whose status does not meet NEEDS criteria
City of Shelby Electric Distribution | 61076 | PSG1 | Combustion Turbine | Ohio | 1.8 | Dropped - Units whose status does not meet NEEDS criteria
Higgins | 630 | P1 | Combustion Turbine | Florida | 20 | Dropped - Units whose status does not meet NEEDS criteria
Riverside (MD) | 1559 | GT7 | Combustion Turbine | Maryland | 19 | Dropped - Units whose status does not meet NEEDS criteria
St Clair | 1743 | 1 | Coal Steam | Michigan | 151 | Dropped - Units whose status does not meet NEEDS criteria
Presque Isle | 1769 | 5 | Coal Steam | Michigan | 55 | Dropped - Units whose status does not meet NEEDS criteria
Presque Isle | 1769 | 6 | Coal Steam | Michigan | 55 | Dropped - Units whose status does not meet NEEDS criteria
Presque Isle | 1769 | 7 | Coal Steam | Michigan | 83 | Dropped - Units whose status does not meet NEEDS criteria
Presque Isle | 1769 | 8 | Coal Steam | Michigan | 83 | Dropped - Units whose status does not meet NEEDS criteria
Presque Isle | 1769 | 9 | Coal Steam | Michigan | 83 | Dropped - Units whose status does not meet NEEDS criteria
Elk River | 2039 | 1 | Municipal Solid Waste | Minnesota | 8.9 | Dropped - Units whose status does not meet NEEDS criteria
Elk River | 2039 | 2 | Municipal Solid Waste | Minnesota | 9 | Dropped - Units whose status does not meet NEEDS criteria
Elk River | 2039 | 3 | Municipal Solid Waste | Minnesota | 16.9 | Dropped - Units whose status does not meet NEEDS criteria
Spencer Hydro | 2278 | 1 | Hydro | Nebraska | 0 | Dropped - Units whose status does not meet NEEDS criteria
Spencer Hydro | 2278 | 2 | Hydro | Nebraska | 0 | Dropped - Units whose status does not meet NEEDS criteria
Weleetka | 2966 | 6 | Combustion Turbine | Oklahoma | 55 | Dropped - Units whose status does not meet NEEDS criteria
Bremo Bluff | 3796 | 3 | O/G Steam | Virginia | 71 | Dropped - Units whose status does not meet NEEDS criteria
Bremo Bluff | 3796 | 4 | O/G Steam | Virginia | 156 | Dropped - Units whose status does not meet NEEDS criteria
Chesterfield | 3797 | 3 | Coal Steam | Virginia | 97.5 | Dropped - Units whose status does not meet NEEDS criteria
Chesterfield | 3797 | 4 | Coal Steam | Virginia | 162.5 | Dropped - Units whose status does not meet NEEDS criteria
Possum Point | 3804 | 3 | O/G Steam | Virginia | 96 | Dropped - Units whose status does not meet NEEDS criteria
Possum Point | 3804 | 4 | O/G Steam | Virginia | 220 | Dropped - Units whose status does not meet NEEDS criteria
Yorktown | 3809 | 1 | Coal Steam | Virginia | 159 | Dropped - Units whose status does not meet NEEDS criteria
Yorktown | 3809 | 2 | Coal Steam | Virginia | 164 | Dropped - Units whose status does not meet NEEDS criteria
Greg Avenue | 6643 | 1 | Hydro | California | 1 | Dropped - Units whose status does not meet NEEDS criteria
Greater Detroit Resource Recovery | 10033 | GEN1 | Municipal Solid Waste | Michigan | 63.6 | Dropped - Units whose status does not meet NEEDS criteria
Greenleaf 1 | 10350 | GEN1 | Combined Cycle | California | 42 | Dropped - Units whose status does not meet NEEDS criteria
Greenleaf 1 | 10350 | GEN2 | Combined Cycle | California | 8 | Dropped - Units whose status does not meet NEEDS criteria
Georgia-Pacific Port Hudson | 10612 | GEN1 | Non-Fossil Waste | Louisiana | 67.7 | Dropped - Units whose status does not meet NEEDS criteria
S D Warren Westbrook | 50447 | GN18 | Hydro | Maine | 0.4 | Dropped - Units whose status does not meet NEEDS criteria
S D Warren Westbrook | 50447 | GN19 | Hydro | Maine | 0.4 | Dropped - Units whose status does not meet NEEDS criteria
S D Warren Westbrook | 50447 | GN20 | Hydro | Maine | 0.4 | Dropped - Units whose status does not meet NEEDS criteria
Bellmeade Power Station | 50966 | 1 | Combined Cycle | Virginia | 95 | Dropped - Units whose status does not meet NEEDS criteria
Bellmeade Power Station | 50966 | 2 | Combined Cycle | Virginia | 95 | Dropped - Units whose status does not meet NEEDS criteria
Bellmeade Power Station | 50966 | 3 | Combined Cycle | Virginia | 77 | Dropped - Units whose status does not meet NEEDS criteria
Mecklenburg Power Station | 52007 | GEN1 | Coal Steam | Virginia | 69 | Dropped - Units whose status does not meet NEEDS criteria
Mecklenburg Power Station | 52007 | GEN2 | Coal Steam | Virginia | 69 | Dropped - Units whose status does not meet NEEDS criteria
Multitrade of Pittsylvania LP | 52118 | GEN1 | Biomass | Virginia | 41.5 | Dropped - Units whose status does not meet NEEDS criteria
Multitrade of Pittsylvania LP | 52118 | GEN2 | Biomass | Virginia | 41.5 | Dropped - Units whose status does not meet NEEDS criteria
Dean Drive Area Electric Generators | 56491 | PG1 | Combustion Turbine | Virginia | 1.6 | Dropped - Units whose status does not meet NEEDS criteria
Dean Drive Area Electric Generators | 56491 | PG2 | Combustion Turbine | Virginia | 1.6 | Dropped - Units whose status does not meet NEEDS criteria
C H Corn Hydroelectric Facility | 956 | 1 | Hydro | Florida | 4 | Dropped - Units whose status does not meet NEEDS criteria
C H Corn Hydroelectric Facility | 956 | 2 | Hydro | Florida | 4 | Dropped - Units whose status does not meet NEEDS criteria
C H Corn Hydroelectric Facility | 956 | 3 | Hydro | Florida | 3 | Dropped - Units whose status does not meet NEEDS criteria
E W Brown | 1355 | 1 | Coal Steam | Kentucky | 106 | Dropped - Units whose status does not meet NEEDS criteria
E W Brown | 1355 | 2 | Coal Steam | Kentucky | 166 | Dropped - Units whose status does not meet NEEDS criteria
HMP&L Station Two Henderson | 1382 | 1 | Coal Steam | Kentucky | 153 | Dropped - Units whose status does not meet NEEDS criteria
HMP&L Station Two Henderson | 1382 | 2 | Coal Steam | Kentucky | 159 | Dropped - Units whose status does not meet NEEDS criteria
Caribou Generation Station | 1513 | CH2 | Hydro | Maine | 0.4 | Dropped - Units whose status does not meet NEEDS criteria
TalenEnergy Montour | 3149 | 11 | Coal Steam | Pennsylvania | 11 | Dropped - Units whose status does not meet NEEDS criteria
FirstEnergy Bruce Mansfield | 6094 | 1 | Coal Steam | Pennsylvania | 830 | Dropped - Units whose status does not meet NEEDS criteria
FirstEnergy Bruce Mansfield | 6094 | 2 | Coal Steam | Pennsylvania | 830 | Dropped - Units whose status does not meet NEEDS criteria
Port Allen (HI) | 6474 | ST1 | O/G Steam | Hawaii | 9 | Dropped - Units whose status does not meet NEEDS criteria
Austin Gas Recovery | 56524 | GEN4 | Landfill Gas | Texas | 1.6 | Dropped - Units whose status does not meet NEEDS criteria
Western Sugar Coop - Torrington | 57967 | GEGEN | O/G Steam | Wyoming | 2 | Dropped - Units whose status does not meet NEEDS criteria
Energy Center | 58168 | EC01 | Combustion Turbine | California | 1.5 | Dropped - Units whose status does not meet NEEDS criteria
Ocotillo | 116 | 1 | O/G Steam | Arizona | 110 | Dropped - Units whose status does not meet NEEDS criteria
Ocotillo | 116 | 2 | O/G Steam | Arizona | 110 | Dropped - Units whose status does not meet NEEDS criteria
Sterlington | 1404 | 7B | Combined Cycle | Louisiana | 44 | Dropped - Units whose status does not meet NEEDS criteria
Moose Lake | 1996 | 4 | Combustion Turbine | Minnesota | 2 | Dropped - Units whose status does not meet NEEDS criteria
Dunkirk Generating Plant | 2554 | 2 | Coal Steam | New York | 75 | Dropped - Units whose status does not meet NEEDS criteria
Sam Bertron | 3468 | ST1 | O/G Steam | Texas | 118 | Dropped - Units whose status does not meet NEEDS criteria
Sam Bertron | 3468 | ST2 | O/G Steam | Texas | 174 | Dropped - Units whose status does not meet NEEDS criteria
Enterprise Products Operating | 10261 | GEN1 | Combustion Turbine | Texas | 2.3 | Dropped - Units whose status does not meet NEEDS criteria
Enterprise Products Operating | 10261 | GEN2 | Combustion Turbine | Texas | 2.3 | Dropped - Units whose status does not meet NEEDS criteria
Soda Lake Geothermal No I II | 52174 | OE11 | Geothermal | Nevada | 0.8 | Dropped - Units whose status does not meet NEEDS criteria
Soda Lake Geothermal No I II | 52174 | OE12 | Geothermal | Nevada | 0.9 | Dropped - Units whose status does not meet NEEDS criteria
Soda Lake Geothermal No I II | 52174 | OE13 | Geothermal | Nevada | 0.9 | Dropped - Units whose status does not meet NEEDS criteria
Soda Lake Geothermal No I II | 52174 | OE21 | Geothermal | Nevada | 1.1 | Dropped - Units whose status does not meet NEEDS criteria
Soda Lake Geothermal No I II | 52174 | OEC1 | Geothermal | Nevada | 1.2 | Dropped - Units whose status does not meet NEEDS criteria
Soda Lake Geothermal No I II | 52174 | OEC2 | Geothermal | Nevada | 1.2 | Dropped - Units whose status does not meet NEEDS criteria
Soda Lake Geothermal No I II | 52174 | OEC3 | Geothermal | Nevada | 1.3 | Dropped - Units whose status does not meet NEEDS criteria
U S Alliance Coosa Pines | 54216 | AOW6 | O/G Steam | Alabama | 12.5 | Dropped - Units whose status does not meet NEEDS criteria
Wheelabrator Ridge Energy | 54529 | 0001 | Biomass | Florida | 47.1 | Dropped - Units whose status does not meet NEEDS criteria
Toca Plant | 54705 | EG-1 | Combustion Turbine | Louisiana | 0.8 | Dropped - Units whose status does not meet NEEDS criteria
Toca Plant | 54705 | EG-3 | Combustion Turbine | Louisiana | 0.8 | Dropped - Units whose status does not meet NEEDS criteria
Toca Plant | 54705 | EG-4 | Combustion Turbine | Louisiana | 0.7 | Dropped - Units whose status does not meet NEEDS criteria
Toca Plant | 54705 | EG2A | Combustion Turbine | Louisiana | 0.5 | Dropped - Units whose status does not meet NEEDS criteria
Tuscola Station | 55245 | TG1 | O/G Steam | Illinois | 3.8 | Dropped - Units whose status does not meet NEEDS criteria
Synata Hugoton | 58613 | STG | O/G Steam | Kansas | 6 | Dropped - Units whose status does not meet NEEDS criteria
Encina | 302 | 2 | O/G Steam | California | 104 | Dropped - Units whose status does not meet NEEDS criteria
Encina | 302 | 3 | O/G Steam | California | 110 | Dropped - Units whose status does not meet NEEDS criteria
Encina | 302 | 4 | O/G Steam | California | 300 | Dropped - Units whose status does not meet NEEDS criteria
Encina | 302 | 5 | O/G Steam | California | 330 | Dropped - Units whose status does not meet NEEDS criteria
Encina | 302 | GT1 | Combustion Turbine | California | 14 | Dropped - Units whose status does not meet NEEDS criteria
Lauderdale | 613 | 4GT1 | Combined Cycle | Florida | 0 | Dropped - Units whose status does not meet NEEDS criteria
Lauderdale | 613 | 4GT2 | Combined Cycle | Florida | 0 | Dropped - Units whose status does not meet NEEDS criteria
Lauderdale | 613 | 5GT1 | Combined Cycle | Florida | 0 | Dropped - Units whose status does not meet NEEDS criteria
Lauderdale | 613 | 5GT2 | Combined Cycle | Florida | 0 | Dropped - Units whose status does not meet NEEDS criteria
Lauderdale | 613 | ST4 | Combined Cycle | Florida | 442 | Dropped - Units whose status does not meet NEEDS criteria
Lauderdale | 613 | ST5 | Combined Cycle | Florida | 442 | Dropped - Units whose status does not meet NEEDS criteria
Crystal River | 628 | 1 | Coal Steam | Florida | 324 | Dropped - Units whose status does not meet NEEDS criteria
Crystal River | 628 | 2 | Coal Steam | Florida | 442 | Dropped - Units whose status does not meet NEEDS criteria
Greenfield Light Plant | 1144 | 3 | Combustion Turbine | Iowa | 1 | Dropped - Units whose status does not meet NEEDS criteria
Greenfield Light Plant | 1144 | 4 | Combustion Turbine | Iowa | 1.8 | Dropped - Units whose status does not meet NEEDS criteria
Greenfield Light Plant | 1144 | 5 | Combustion Turbine | Iowa | 2.7 | Dropped - Units whose status does not meet NEEDS criteria
Kendall Square Station | 1595 | 1 | Combined Cycle | Massachusetts | 14.8 | Dropped - Units whose status does not meet NEEDS criteria
Kendall Square Station | 1595 | 2 | Combined Cycle | Massachusetts | 19.7 | Dropped - Units whose status does not meet NEEDS criteria
Clay Boswell | 1893 | 1 | Coal Steam | Minnesota | 67.3 | Dropped - Units whose status does not meet NEEDS criteria
Clay Boswell | 1893 | 2 | Coal Steam | Minnesota | 67.4 | Dropped - Units whose status does not meet NEEDS criteria
Montrose | 2080 | 2 | Coal Steam | Missouri | 164 | Dropped - Units whose status does not meet NEEDS criteria
Montrose | 2080 | 3 | Coal Steam | Missouri | 170 | Dropped - Units whose status does not meet NEEDS criteria
Sibley | 2094 | 2 | Coal Steam | Missouri | 42.1 | Dropped - Units whose status does not meet NEEDS criteria
Sibley | 2094 | 3 | Coal Steam | Missouri | 364.1 | Dropped - Units whose status does not meet NEEDS criteria
Charles P Keller | 2695 | 7 | Combustion Turbine | New York | 2 | Dropped - Units whose status does not meet NEEDS criteria
99 Islands | 3272 | 5 | Hydro | South Carolina | 2.4 | Dropped - Units whose status does not meet NEEDS criteria
99 Islands | 3272 | 6 | Hydro | South Carolina | 2.4 | Dropped - Units whose status does not meet NEEDS criteria
Knox Lee | 3476 | 4 | O/G Steam | Texas | 73 | Dropped - Units whose status does not meet NEEDS criteria
Martin | 6043 | 1 | O/G Steam | Florida | 826 | Dropped - Units whose status does not meet NEEDS criteria
Martin | 6043 | 2 | O/G Steam | Florida | 826 | Dropped - Units whose status does not meet NEEDS criteria
Engineered Carbons Echo Cogeneration | 10187 | GEN1 | Fossil Waste | Texas | 8.9 | Dropped - Units whose status does not meet NEEDS criteria
Boise Cascade International Falls | 10486 | GEN5 | Non-Fossil Waste | Minnesota | 6.2 | Dropped - Units whose status does not meet NEEDS criteria
Hoge Lumber | 10739 | AC3M | Biomass | Ohio | 1.2 | Dropped - Units whose status does not meet NEEDS criteria
Hoge Lumber | 10739 | W750 | Biomass | Ohio | 0.3 | Dropped - Units whose status does not meet NEEDS criteria
Steamboat 1A Power Plant | 52138 | DE31 | Geothermal | Nevada | 0.9 | Dropped - Units whose status does not meet NEEDS criteria
Steamboat 1A Power Plant | 52138 | DE32 | Geothermal | Nevada | 0.9 | Dropped - Units whose status does not meet NEEDS criteria
MM West Covina | 54015 | GEN3 | Landfill Gas | California | 4.4 | Dropped - Units whose status does not meet NEEDS criteria
Quantum Pasco Power LP | 54424 | EDG1 | Combustion Turbine | Florida | 1.2 | Dropped - Units whose status does not meet NEEDS criteria
Quantum Pasco Power LP | 54424 | EDG2 | Combustion Turbine | Florida | 1.2 | Dropped - Units whose status does not meet NEEDS criteria
Quantum Pasco Power LP | 54424 | GT1 | Combined Cycle | Florida | 48.5 | Dropped - Units whose status does not meet NEEDS criteria
Quantum Pasco Power LP | 54424 | GT2 | Combined Cycle | Florida | 48.5 | Dropped - Units whose status does not meet NEEDS criteria
Quantum Pasco Power LP | 54424 | ST1 | Combined Cycle | Florida | 24 | Dropped - Units whose status does not meet NEEDS criteria
Astoria Gas Turbines | 55243 | 12 | Combustion Turbine | New York | 0 | Dropped - Units whose status does not meet NEEDS criteria
Astoria Gas Turbines | 55243 | 13 | Combustion Turbine | New York | 0 | Dropped - Units whose status does not meet NEEDS criteria
Astoria Gas Turbines | 55243 | 5 | Combustion Turbine | New York | 0 | Dropped - Units whose status does not meet NEEDS criteria
Astoria Gas Turbines | 55243 | 7 | Combustion Turbine | New York | 0 | Dropped - Units whose status does not meet NEEDS criteria
Wabuska | 55988 | 1 | Geothermal | Nevada | 0.4 | Dropped - Units whose status does not meet NEEDS criteria
Wabuska | 55988 | 2 | Geothermal | Nevada | 0.4 | Dropped - Units whose status does not meet NEEDS criteria
Wabuska | 55988 | 3 | Geothermal | Nevada | 0.1 | Dropped - Units whose status does not meet NEEDS criteria
Wabuska | 55988 | 4 | Geothermal | Nevada | 0.4 | Dropped - Units whose status does not meet NEEDS criteria
Wabuska | 55988 | 5 | Geothermal | Nevada | 0.4 | Dropped - Units whose status does not meet NEEDS criteria
Wabuska | 55988 | 6 | Geothermal | Nevada | 0.4 | Dropped - Units whose status does not meet NEEDS criteria
Wabuska | 55988 | 7 | Geothermal | Nevada | 0.4 | Dropped - Units whose status does not meet NEEDS criteria
Lilly Technical Center | 58043 | 5 | Non-Fossil Waste | Indiana | 1 | Dropped - Units whose status does not meet NEEDS criteria
Mercy Medical Center | 58163 | 3 | Combustion Turbine | New York | 0.4 | Dropped - Units whose status does not meet NEEDS criteria
Missouri S&T - Power Plant | 58923 | 1000 | Combustion Turbine | Missouri | 1 | Dropped - Units whose status does not meet NEEDS criteria
City of Tulare Water Facility | 59395 | C2550 | Non-Fossil Waste | California | 0.4 | Dropped - Units whose status does not meet NEEDS criteria
Arvah B Hopkins | 688 | 1 | O/G Steam | Florida | 76 | Dropped - Units whose status does not meet NEEDS criteria
Marathon Generating Plant | 696 | 3 | Combustion Turbine | Florida | 3 | Dropped - Units whose status does not meet NEEDS criteria
Marathon Generating Plant | 696 | 4 | Combustion Turbine | Florida | 3 | Dropped - Units whose status does not meet NEEDS criteria
Marathon Generating Plant | 696 | 6 | Combustion Turbine | Florida | 2.5 | Dropped - Units whose status does not meet NEEDS criteria
Marathon Generating Plant | 696 | 7 | Combustion Turbine | Florida | 2.5 | Dropped - Units whose status does not meet NEEDS criteria
Murray Gill | 1242 | 3 | O/G Steam | Kansas | 104 | Dropped - Units whose status does not meet NEEDS criteria
Murray Gill | 1242 | 4 | O/G Steam | Kansas | 86 | Dropped - Units whose status does not meet NEEDS criteria
Gaylord - Consumers | 1706 | 1 | Combustion Turbine | Michigan | 12 | Dropped - Units whose status does not meet NEEDS criteria
Gaylord - Consumers | 1706 | 2 | Combustion Turbine | Michigan | 11 | Dropped - Units whose status does not meet NEEDS criteria
Gaylord - Consumers | 1706 | 3 | Combustion Turbine | Michigan | 10 | Dropped - Units whose status does not meet NEEDS criteria
J H Campbell | 1710 | A | Combustion Turbine | Michigan | 12 | Dropped - Units whose status does not meet NEEDS criteria
Straits | 1718 | 1 | Combustion Turbine | Michigan | 5 | Dropped - Units whose status does not meet NEEDS criteria
Thetford | 1719 | 2 | Combustion Turbine | Michigan | 29 | Dropped - Units whose status does not meet NEEDS criteria
Thetford | 1719 | 3 | Combustion Turbine | Michigan | 22 | Dropped - Units whose status does not meet NEEDS criteria
Thetford | 1719 | 4 | Combustion Turbine | Michigan | 28 | Dropped - Units whose status does not meet NEEDS criteria
West Point Municipal | 2313 | 5 | Combustion Turbine | Nebraska | 4.1 | Dropped - Units whose status does not meet NEEDS criteria
R D Morrow | 6061 | 1 | Coal Steam | Mississippi | 180 | Dropped - Units whose status does not meet NEEDS criteria
R D Morrow | 6061 | 2 | Coal Steam | Mississippi | 180 | Dropped - Units whose status does not meet NEEDS criteria
Pitchess Cogen Station | 10478 | GEN1 | Combined Cycle | California | 21.5 | Dropped - Units whose status does not meet NEEDS criteria
Pitchess Cogen Station | 10478 | GEN2 | Combined Cycle | California | 5.7 | Dropped - Units whose status does not meet NEEDS criteria
Kline Township Cogen Facility | 50039 | GEN1 | Coal Steam | Pennsylvania | 51 | Dropped - Units whose status does not meet NEEDS criteria
Bucksport Generation LLC | 50243 | GEN3 | O/G Steam | Maine | 72 | Dropped - Units whose status does not meet NEEDS criteria
Bucksport Generation LLC | 50243 | GEN5 | O/G Steam | Maine | 24 | Dropped - Units whose status does not meet NEEDS criteria
Ingredion Stockton | 52115 | GEN1 | Combustion Turbine | California | 2.8 | Dropped - Units whose status does not meet NEEDS criteria
Ingredion Stockton | 52115 | GEN2 | Combustion Turbine | California | 6.5 | Dropped - Units whose status does not meet NEEDS criteria
Benson Power Biomass Plant | 55867 | G1 | Biomass | Minnesota | 55 | Dropped - Units whose status does not meet NEEDS criteria
Lake Marion | 58229 | GEN1 | Combustion Turbine | Minnesota | 8.8 | Dropped - Units whose status does not meet NEEDS criteria
Hastings | 58230 | GEN1 | Combustion Turbine | Minnesota | 8.8 | Dropped - Units whose status does not meet NEEDS criteria
Missouri Center for Waste to Energy | 58421 | 320 | Landfill Gas | Missouri | 1 | Dropped - Units whose status does not meet NEEDS criteria
Missouri Center for Waste to Energy | 58421 | 420 | Landfill Gas | Missouri | 1.4 | Dropped - Units whose status does not meet NEEDS criteria
First Citizens Bank | 61491 | FCB | Solar PV | North Carolina | 1.5 | Dropped - Units whose status does not meet NEEDS criteria
S O Purdom | 689 | GT2 | Combustion Turbine | Florida | 10 | Dropped - Units whose status does not meet NEEDS criteria
Gordon Evans Energy Center | 1240 | 1 | O/G Steam | Kansas | 154 | Dropped - Units whose status does not meet NEEDS criteria
Gordon Evans Energy Center | 1240 | 2 | O/G Steam | Kansas | 376 | Dropped - Units whose status does not meet NEEDS criteria
Tecumseh Energy Center | 1252 | 7 | Coal Steam | Kansas | 66 | Dropped - Units whose status does not meet NEEDS criteria
Buras | 1401 | 8 | Combustion Turbine | Louisiana | 11 | Dropped - Units whose status does not meet NEEDS criteria
Pulliam | 4072 | 7 | Coal Steam | Wisconsin | 76.1 | Dropped - Units whose status does not meet NEEDS criteria
Pulliam | 4072 | 8 | Coal Steam | Wisconsin | 133.8 | Dropped - Units whose status does not meet NEEDS criteria
Lincoln Turbines | 7366 | 1 | Onshore Wind | Wisconsin | 0.7 | Dropped - Units whose status does not meet NEEDS criteria
Church Street Plant | 7438 | C1 | Combustion Turbine | Virginia | 0.8 | Dropped - Units whose status does not meet NEEDS criteria
Church Street Plant | 7438 | C2 | Combustion Turbine | Virginia | 0.8 | Dropped - Units whose status does not meet NEEDS criteria
Church Street Plant | 7438 | C4 | Combustion Turbine | Virginia | 1 | Dropped - Units whose status does not meet NEEDS criteria
NTC/MCRD Energy Facility | 10810 | GEN1 | Combined Cycle | California | 21.6 | Dropped - Units whose status does not meet NEEDS criteria
NTC/MCRD Energy Facility | 10810 | GEN2 | Combined Cycle | California | 2.2 | Dropped - Units whose status does not meet NEEDS criteria
Naval Station Energy Facility | 10811 | GEN1 | Combined Cycle | California | 36.7 | Dropped - Units whose status does not meet NEEDS criteria
Naval Station Energy Facility | 10811 | GEN2 | Combined Cycle | California | 9.8 | Dropped - Units whose status does not meet NEEDS criteria
Naval Station Energy Facility | 10811 | GEN3 | Combined Cycle | California | 4.8 | Dropped - Units whose status does not meet NEEDS criteria
North Island Energy Facility | 10812 | GEN1 | Combined Cycle | California | 38 | Dropped - Units whose status does not meet NEEDS criteria
North Island Energy Facility | 10812 | GEN2 | Combined Cycle | California | 3.5 | Dropped - Units whose status does not meet NEEDS criteria
Fox Metro Water Reclamation District | 50904 | RU3 | Combustion Turbine | Illinois | 1.1 | Dropped - Units whose status does not meet NEEDS criteria
Fox Metro Water Reclamation District | 50904 | RU4 | Combustion Turbine | Illinois | 1.1 | Dropped - Units whose status does not meet NEEDS criteria
Astoria Gas Turbines | 55243 | 10 | Combustion Turbine | New York | 0 | Dropped - Units whose status does not meet NEEDS criteria
Astoria Gas Turbines | 55243 | 8 | Combustion Turbine | New York | 0 | Dropped - Units whose status does not meet NEEDS criteria
Freeport McMoRan Cobre Mining | 55312 | 1 | Combustion Turbine | New Mexico | 0.8 | Dropped - Units whose status does not meet NEEDS criteria
Freeport McMoRan Cobre Mining | 55312 | 2 | Combustion Turbine | New Mexico | 0.8 | Dropped - Units whose status does not meet NEEDS criteria
Freeport McMoRan Cobre Mining | 55312 | 3 | Combustion Turbine | New Mexico | 0.8 | Dropped - Units whose status does not meet NEEDS criteria
NECCO Co-Generation | 55999 | GEN1 | Combustion Turbine | Massachusetts | 2.8 | Dropped - Units whose status does not meet NEEDS criteria
NECCO Co-Generation | 55999 | GEN2 | Combustion Turbine | Massachusetts | 2.8 | Dropped - Units whose status does not meet NEEDS criteria
NIH Cogeneration Facility | 56668 | CGTG | Combustion Turbine | Maryland | 21.3 | Dropped - Units whose status does not meet NEEDS criteria
Mas Durham Power, LLC | 57365 | 1C | Landfill Gas | North Carolina | 1.1 | Dropped - Units whose status does not meet NEEDS criteria
Oyster Creek | 2388 | 1 | Nuclear | New Jersey | 607.7 | Dropped - Units whose status does not meet NEEDS criteria
Edgewater | 4050 | 4 | Coal Steam | Wisconsin | 294.4 | Dropped - Units whose status does not meet NEEDS criteria
Rocky Ford | 6516 | IC1 | Combustion Turbine | Colorado | 2 | Dropped - Units whose status does not meet NEEDS criteria
Centennial | 7112 | IC7 | Combustion Turbine | Alaska | 1.8 | Dropped - Units whose status does not meet NEEDS criteria
Edenville | 50158 | 1 | Hydro | Michigan | 2.4 | Dropped - Units whose status does not meet NEEDS criteria
Edenville | 50158 | 2 | Hydro | Michigan | 2.4 | Dropped - Units whose status does not meet NEEDS criteria
Axiall Natrium Plant | 50491 | GEN3 | O/G Steam | West Virginia | 7.5 | Dropped - Units whose status does not meet NEEDS criteria
Hunterdon Cogen Facility | 54707 | 1 | Combustion Turbine | New Jersey | 4.1 | Dropped - Units whose status does not meet NEEDS criteria
Auburndale Peaker Energy Center | 55833 | CTP | Combustion Turbine | Florida | 117 | Dropped - Units whose status does not meet NEEDS criteria
Rohr Inc., a Collins Aerospace Company | 57713 | 151 | Combustion Turbine | California | 3.2 | Dropped - Units whose status does not meet NEEDS criteria
Rohr Inc., a Collins Aerospace Company | 57713 | 152 | Combustion Turbine | California | 3.2 | Dropped - Units whose status does not meet NEEDS criteria
Rohr Inc., a Collins Aerospace Company | 57713 | 153 | Combustion Turbine | California | 3.2 | Dropped - Units whose status does not meet NEEDS criteria
Turner Energy Storage Project | 60675 | TES | Energy Storage | Washington | 1.2 | Dropped - Units whose status does not meet NEEDS criteria
Bowling Green | 7575 | 2 | Combustion Turbine | Ohio | 7.2 | Dropped - Units whose status does not meet NEEDS criteria
Thermal Energy Development Part LP | 10502 | GEN1 | Biomass | California | 18.5 | Dropped - Units whose status does not meet NEEDS criteria
Perham Incinerator | 56243 | 1 | Municipal Solid Waste | Minnesota | 0.8 | Dropped - Units whose status does not meet NEEDS criteria
Westchester Gas Recovery | 56417 | W1 | Landfill Gas | Illinois | 1.8 | Dropped - Units whose status does not meet NEEDS criteria
Westchester Gas Recovery | 56417 | W2 | Landfill Gas | Illinois | 1.8 | Dropped - Units whose status does not meet NEEDS criteria
Calabasas Gas to Energy Facility | 57163 | GEN2 | Landfill Gas | California | 3.3 | Dropped - Units whose status does not meet NEEDS criteria
CSU Northridge Plant | 58422 | 63 | Fuel Cell | California | 0.3 | Dropped - Units whose status does not meet NEEDS criteria
CSU Northridge Plant | 58422 | 64 | Fuel Cell | California | 0.3 | Dropped - Units whose status does not meet NEEDS criteria
CSU Northridge Plant | 58422 | 65 | Fuel Cell | California | 0.3 | Dropped - Units whose status does not meet NEEDS criteria
CSU Northridge Plant | 58422 | 67 | Fuel Cell | California | 0.3 | Dropped - Units whose status does not meet NEEDS criteria
CSU Northridge Plant | 58422 | CP1 | Combustion Turbine | California | 0.2 | Dropped - Units whose status does not meet NEEDS criteria
AES ADA Energy Storage Array | 60811 | ADA | Energy Storage | Pennsylvania | 2 | Dropped - Units whose status does not meet NEEDS criteria
Orme Park Water Treatment Plant | 61266 | ORME | Combustion Turbine | Indiana | 1.5 | Dropped - Units whose status does not meet NEEDS criteria
Golden Renewable Energy, LLC | 61632 | GREMC | Combustion Turbine | Iowa | 4.3 | Dropped - Units whose status does not meet NEEDS criteria
Salida | 474 | 1 | Hydro | Colorado | 0.8 | Dropped - Units whose status does not meet NEEDS criteria
Whittemore | 1201 | 4 | Combustion Turbine | Iowa | 1.1 | Dropped - Units whose status does not meet NEEDS criteria
Gwitchyaa Zhee | 7174 | 1 | Combustion Turbine | Alaska | 0.3 | Dropped - Units whose status does not meet NEEDS criteria
Marina Landfill Gas | 10748 | U2J02 | Landfill Gas | California | 1 | Dropped - Units whose status does not meet NEEDS criteria
Marathon Electric | 50990 | P1-1 | Combustion Turbine | Wisconsin | 0.4 | Dropped - Units whose status does not meet NEEDS criteria
Marathon Electric | 50990 | P1-2 | Combustion Turbine | Wisconsin | 0.4 | Dropped - Units whose status does not meet NEEDS criteria
International Paper Riegelwood Mill | 54656 | NO 2 | Non-Fossil Waste | North Carolina | 8.3 | Dropped - Units whose status does not meet NEEDS criteria
K W Company | 55007 | LS1 | Hydro | Idaho | 0.1 | Dropped - Units whose status does not meet NEEDS criteria
K W Company | 55007 | LS2 | Hydro | Idaho | 0.1 | Dropped - Units whose status does not meet NEEDS criteria
K W Company | 55007 | LS3 | Hydro | Idaho | 0.1 | Dropped - Units whose status does not meet NEEDS criteria
K W Company | 55007 | LS4 | Hydro | Idaho | 0.1 | Dropped - Units whose status does not meet NEEDS criteria
K W Company | 55007 | LS5 | Hydro | Idaho | 0.1 | Dropped - Units whose status does not meet NEEDS criteria
K W Company | 55007 | UE5 | Hydro | Idaho | 0.1 | Dropped - Units whose status does not meet NEEDS criteria
K W Company | 55007 | UW1 | Hydro | Idaho | 0.2 | Dropped - Units whose status does not meet NEEDS criteria
K W Company | 55007 | UW2 | Hydro | Idaho | 0.2 | Dropped - Units whose status does not meet NEEDS criteria
K W Company | 55007 | UW3 | Hydro | Idaho | 0.2 | Dropped - Units whose status does not meet NEEDS criteria
K W Company | 55007 | UW4 | Hydro | Idaho | 0.2 | Dropped - Units whose status does not meet NEEDS criteria
MM Hartford Energy | 55163 | UNT1 | Landfill Gas | Connecticut | 0.9 | Dropped - Units whose status does not meet NEEDS criteria
MM Hartford Energy | 55163 | UNT2 | Landfill Gas | Connecticut | 0.9 | Dropped - Units whose status does not meet NEEDS criteria
MM Hartford Energy | 55163 | UNT3 | Landfill Gas | Connecticut | 0.9 | Dropped - Units whose status does not meet NEEDS criteria
Coastal Plains | 55554 | UNT2 | Landfill Gas | Texas | 1.7 | Dropped - Units whose status does not meet NEEDS criteria
Clark-Floyd Landfill Gas Generating | 56539 | ICG1 | Landfill Gas | Indiana | 1 | Dropped - Units whose status does not meet NEEDS criteria
Clark-Floyd Landfill Gas Generating | 56539 | ICG2 | Landfill Gas | Indiana | 1 | Dropped - Units whose status does not meet NEEDS criteria
Clark-Floyd Landfill Gas Generating | 56539 | ICG3 | Landfill Gas | Indiana | 1.4 | Dropped - Units whose status does not meet NEEDS criteria
FC Landfill Energy | 57786 | UNIT1 | Landfill Gas | Maryland | 1 | Dropped - Units whose status does not meet NEEDS criteria
FC Landfill Energy | 57786 | UNIT2 | Landfill Gas | Maryland | 1 | Dropped - Units whose status does not meet NEEDS criteria
Central Energy Facility | 58400 | GT02 | Combustion Turbine | South Carolina | 2.5 | Dropped - Units whose status does not meet NEEDS criteria
Pacific Rim Dairy Digester | 59447 | 00001 | Non-Fossil Waste | California | 1 | Dropped - Units whose status does not meet NEEDS criteria
Bailly | 995 | 7 | Coal Steam | Indiana | 160 | Dropped - Units whose status does not meet NEEDS criteria
Bailly | 995 | 8 | Coal Steam | Indiana | 320 | Dropped - Units whose status does not meet NEEDS criteria
Connersville | 1002 | 1 | Combustion Turbine | Indiana | 37 | Dropped - Units whose status does not meet NEEDS criteria
Connersville | 1002 | 2 | Combustion Turbine | Indiana | 37 | Dropped - Units whose status does not meet NEEDS criteria
Miami Wabash | 1006 | 1 | Combustion Turbine | Indiana | 14 | Dropped - Units whose status does not meet NEEDS criteria
Miami Wabash | 1006 | 2 | Combustion Turbine | Indiana | 12 | Dropped - Units whose status does not meet NEEDS criteria
Miami Wabash | 1006 | 3 | Combustion Turbine | Indiana | 12 | Dropped - Units whose status does not meet NEEDS criteria
Miami Wabash | 1006 | 5 | Combustion Turbine | Indiana | 14 | Dropped - Units whose status does not meet NEEDS criteria
Miami Wabash | 1006 | 6 | Combustion Turbine | Indiana | 12 | Dropped - Units whose status does not meet NEEDS criteria
Milton L Kapp | 1048 | 2 | O/G Steam | Iowa | 112.3 | Dropped - Units whose status does not meet NEEDS criteria
CP Crane Power, LLC | 1552 | 1 | Coal Steam | Maryland | 190 | Dropped - Units whose status does not meet NEEDS criteria
CP Crane Power, LLC | 1552 | 2 | Coal Steam | Maryland | 195 | Dropped - Units whose status does not meet NEEDS criteria
CP Crane Power, LLC | 1552 | GT1 | Combustion Turbine | Maryland | 14 | Dropped - Units whose status does not meet NEEDS criteria
Hillsdale | 1829 | 2 | Combustion Turbine | Michigan | 1.9 | Dropped - Units whose status does not meet NEEDS criteria
Hillsdale | 1829 | 3 | Combustion Turbine | Michigan | 2.4 | Dropped - Units whose status does not meet NEEDS criteria
Hillsdale | 1829 | 4 | Combustion Turbine | Michigan | 3.7 | Dropped - Units whose status does not meet NEEDS criteria
Baxter Wilson | 2050 | 2 | O/G Steam | Mississippi | 530.7 | Dropped - Units whose status does not meet NEEDS criteria
Rex Brown | 2053 | 3 | O/G Steam | Mississippi | 29.3 | Dropped - Units whose status does not meet NEEDS criteria
Henderson | 2062 | 1 | O/G Steam | Mississippi | 11 | Dropped - Units whose status does not meet NEEDS criteria
Henderson | 2062 | 3 | O/G Steam | Mississippi | 17.9 | Dropped - Units whose status does not meet NEEDS criteria
Henderson | 2062 | H10 | Combustion Turbine | Mississippi | 1.3 | Dropped - Units whose status does not meet NEEDS criteria
Henderson | 2062 | H11 | Combustion Turbine | Mississippi | 1.3 | Dropped - Units whose status does not meet NEEDS criteria
Henderson | 2062 | H2 | Combustion Turbine | Mississippi | 13 | Dropped - Units whose status does not meet NEEDS criteria
Henderson | 2062 | H4 | Combustion Turbine | Mississippi | 1.8 | Dropped - Units whose status does not meet NEEDS criteria
Henderson | 2062 | H5 | Combustion Turbine | Mississippi | 1.8 | Dropped - Units whose status does not meet NEEDS criteria
Henderson | 2062 | H6 | Combustion Turbine | Mississippi | 1.8 | Dropped - Units whose status does not meet NEEDS criteria
Henderson | 2062 | H7 | Combustion Turbine | Mississippi | 1.8 | Dropped - Units whose status does not meet NEEDS criteria
Henderson | 2062 | H8 | Combustion Turbine | Mississippi | 1.8 | Dropped - Units whose status does not meet NEEDS criteria
Henderson | 2062 | H9 | Combustion Turbine | Mississippi | 1.3 | Dropped - Units whose status does not meet NEEDS criteria
J M Stuart | 2850 | 2 | Coal Steam | Ohio | 577 | Dropped - Units whose status does not meet NEEDS criteria
J M Stuart | 2850 | 3 | Coal Steam | Ohio | 577 | Dropped - Units whose status does not meet NEEDS criteria
J M Stuart | 2850 | 4 | Coal Steam | Ohio | 577 | Dropped - Units whose status does not meet NEEDS criteria
J M Stuart | 2850 | D1 | Combustion Turbine | Ohio | 2.2 | Dropped - Units whose status does not meet NEEDS criteria
J M Stuart | 2850 | D2 | Combustion Turbine | Ohio | 2.2 | Dropped - Units whose status does not meet NEEDS criteria
J M Stuart | 2850 | D3 | Combustion Turbine | Ohio | 2.2 | Dropped - Units whose status does not meet NEEDS criteria
J M Stuart | 2850 | D4 | Combustion Turbine | Ohio | 2.2 | Dropped - Units whose status does not meet NEEDS criteria
Wheaton | 4014 | 5 | Combustion Turbine | Wisconsin | 52 | Dropped - Units whose status does not meet NEEDS criteria
Killen Station | 6031 | 2 | Coal Steam | Ohio | 600 | Dropped - Units whose status does not meet NEEDS criteria
Killen Station | 6031 | GT1 | Combustion Turbine | Ohio | 18 | Dropped - Units whose status does not meet NEEDS criteria
Bowling Green | 7575 | 1 | Combustion Turbine | Ohio | 1.6 | Dropped - Units whose status does not meet NEEDS criteria
Engle | 7576 | 16 | Combustion Turbine | Ohio | 9 | Dropped - Units whose status does not meet NEEDS criteria
Jackson (OH) | 7577 | 12 | Combustion Turbine | Ohio | 3.6 | Dropped - Units whose status does not meet NEEDS criteria
Napoleon | 7578 | 1 | Combustion Turbine | Ohio | 1.8 | Dropped - Units whose status does not meet NEEDS criteria
Napoleon | 7578 | 2 | Combustion Turbine | Ohio | 1.8 | Dropped - Units whose status does not meet NEEDS criteria
Napoleon | 7578 | 3 | Combustion Turbine | Ohio | 1.8 | Dropped - Units whose status does not meet NEEDS criteria
Niles | 7579 | 13 | Combustion Turbine | Ohio | 5.4 | Dropped - Units whose status does not meet NEEDS criteria
Wadsworth | 7580 | 13 | Combustion Turbine | Ohio | 5.4 | Dropped - Units whose status does not meet NEEDS criteria
Red Cedar | 7595 | 1 | Combustion Turbine | Iowa | 13 | Dropped - Units whose status does not meet NEEDS criteria
Roosevelt Biogas 1 | 7832 | 7 | Landfill Gas | Washington | 10 | Dropped - Units whose status does not meet NEEDS criteria
Roosevelt Biogas 1 | 7832 | 8 | Landfill Gas | Washington | 10 | Dropped - Units whose status does not meet NEEDS criteria
Roosevelt Biogas 1 | 7832 | 9 | Landfill Gas | Washington | 6 | Dropped - Units whose status does not meet NEEDS criteria
Commerce Refuse To Energy | 10090 | GEN1 | Municipal Solid Waste | California | 10 | Dropped - Units whose status does not meet NEEDS criteria
Florida Power Development | 10333 | GEN1 | Biomass | Florida | 66 | Dropped - Units whose status does not meet NEEDS criteria
Bayonne Plant Holding LLC | 50497 | GTG1 | Combined Cycle | New Jersey | 163 | Dropped - Units whose status does not meet NEEDS criteria
Bayonne Plant Holding LLC | 50497 | GTG2 | Combined Cycle | New Jersey | 0 | Dropped - Units whose status does not meet NEEDS criteria
Bayonne Plant Holding LLC | 50497 | GTG3 | Combined Cycle | New Jersey | 0 | Dropped - Units whose status does not meet NEEDS criteria
Bayonne Plant Holding LLC | 50497 | STG1 | Combined Cycle | New Jersey | 0 | Dropped - Units whose status does not meet NEEDS criteria
Longview Fibre | 54562 | 4 | Non-Fossil Waste | Washington | 10 | Dropped - Units whose status does not meet NEEDS criteria
GRS Pine Bend | 55598 | 1 | Landfill Gas | Minnesota | 3.8 | Dropped - Units whose status does not meet NEEDS criteria
GRS Pine Bend | 55598 | 2 | Landfill Gas | Minnesota | 3.8 | Dropped - Units whose status does not meet NEEDS criteria
Windy Ridge Generating Facility | 58055 | 2 | Non-Fossil Waste | Indiana | 0.6 | Dropped - Units whose status does not meet NEEDS criteria
Port Arthur Steam Energy | 58823 | STG | Non-Fossil Waste | Texas | 5 | Dropped - Units whose status does not meet NEEDS criteria
Etiwanda Generating Station | 331 | 3 | O/G Steam | California | 320 | Dropped - Units whose status does not meet NEEDS criteria
Etiwanda Generating Station | 331 | 4 | O/G Steam | California | 320 | Dropped - Units whose status does not meet NEEDS criteria
Bellevue | 1126 | 1 | Combustion Turbine | Iowa | 0.5 | Dropped - Units whose status does not meet NEEDS criteria
PSEG Sewaren Generating Station | 2411 | 1 | O/G Steam | New Jersey | 102.8 | Dropped - Units whose status does not meet NEEDS criteria
PSEG Sewaren Generating Station | 2411 | 2 | O/G Steam | New Jersey | 118 | Dropped - Units whose status does not meet NEEDS criteria
PSEG Sewaren Generating Station | 2411 | 3 | O/G Steam | New Jersey | 106.2 | Dropped - Units whose status does not meet NEEDS criteria
PSEG Sewaren Generating Station | 2411 | 4 | O/G Steam | New Jersey | 123.6 | Dropped - Units whose status does not meet NEEDS criteria
Darlington County | 3250 | 5 | Combustion Turbine | South Carolina | 51 | Dropped - Units whose status does not meet NEEDS criteria
Great Falls (SC) | 3259 | 3 | Hydro | South Carolina | 3 | Dropped - Units whose status does not meet NEEDS criteria
Great Falls (SC) | 3259 | 4 | Hydro | South Carolina | 3 | Dropped - Units whose status does not meet NEEDS criteria
Great Falls (SC) | 3259 | 7 | Hydro | South Carolina | 3 | Dropped - Units whose status does not meet NEEDS criteria
Great Falls (SC) | 3259 | 8 | Hydro | South Carolina | 3 | Dropped - Units whose status does not meet NEEDS criteria
Rocky Creek | 3266 | 1 | Hydro | South Carolina | 2.9 | Dropped - Units whose status does not meet NEEDS criteria
Rocky Creek | 3266 | 2 | Hydro | South Carolina | 2.9 | Dropped - Units whose status does not meet NEEDS criteria
Rocky Creek | 3266 | 3 | Hydro | South Carolina | 2.9 | Dropped - Units whose status does not meet NEEDS criteria
Rocky Creek | 3266 | 4 | Hydro | South Carolina | 2.9 | Dropped - Units whose status does not meet NEEDS criteria
Rocky Creek | 3266 | 5 | Hydro | South Carolina | 4.8 | Dropped - Units whose status does not meet NEEDS criteria
Rocky Creek | 3266 | 6 | Hydro | South Carolina | 4.8 | Dropped - Units whose status does not meet NEEDS criteria
Rocky Creek | 3266 | 7 | Hydro | South Carolina | 2.9 | Dropped - Units whose status does not meet NEEDS criteria
Rocky Creek | 3266 | 8 | Hydro | South Carolina | 2.9 | Dropped - Units whose status does not meet NEEDS criteria
Morris Genco LLC | 55774 | MO4 | Landfill Gas | Illinois | 1 | Dropped - Units whose status does not meet NEEDS criteria
Morris Genco LLC | 55774 | MO5 | Landfill Gas | Illinois | 1 | Dropped - Units whose status does not meet NEEDS criteria
Evergreen Community Power | 58023 | ECP | Biomass | Pennsylvania | 25 | Dropped - Units whose status does not meet NEEDS criteria
Windy Ridge Generating Facility | 58055 | 1 | Non-Fossil Waste | Indiana | 0.6 | Dropped - Units whose status does not meet NEEDS criteria
KRS II Koloa Solar | 58640 | BESS3 | Energy Storage | Hawaii | 1.5 | Dropped - Units whose status does not meet NEEDS criteria
Colby City of | 1272 | 3 | Combustion Turbine | Kansas | 1.8 | Dropped - Units whose status does not meet NEEDS criteria
Macon | 2141 | 3 | Combustion Turbine | Missouri | 4.6 | Dropped - Units whose status does not meet NEEDS criteria
Pleasant Prairie | 6170 | 1 | Coal Steam | Wisconsin | 594 | Dropped - Units whose status does not meet NEEDS criteria
Pleasant Prairie | 6170 | 2 | Coal Steam | Wisconsin | 594 | Dropped - Units whose status does not meet NEEDS criteria
Pleasant Prairie | 6170 | 3 | Combustion Turbine | Wisconsin | 2 | Dropped - Units whose status does not meet NEEDS criteria
Hooper Bay | 6319 | 3A | Combustion Turbine | Alaska | 0.3 | Dropped - Units whose status does not meet NEEDS criteria
Altamont Gas Recovery | 50571 | GEN3 | Landfill Gas | California | 1.3 | Dropped - Units whose status does not meet NEEDS criteria
Altamont Gas Recovery | 50571 | GEN4 | Landfill Gas | California | 1.3 | Dropped - Units whose status does not meet NEEDS criteria
Panduit Tinley Park | 54932 | GEN1 | Combustion Turbine | Illinois | 0.7 | Dropped - Units whose status does not meet NEEDS criteria
Panduit Tinley Park | 54932 | GEN2 | Combustion Turbine | Illinois | 0.7 | Dropped - Units whose status does not meet NEEDS criteria
Pilot Station | 57058 | UNIT1 | Combustion Turbine | Alaska | 0.4 | Dropped - Units whose status does not meet NEEDS criteria
Consumer Operations LLC | 57759 | STG1 | O/G Steam | Washington | 16.3 | Dropped - Units whose status does not meet NEEDS criteria
South Campus Solar | 59922 | SG333 | Solar PV | Delaware | 0.3 | Dropped - Units whose status does not meet NEEDS criteria
South Campus Solar | 59922 | SG500 | Solar PV | Delaware | 0.5 | Dropped - Units whose status does not meet NEEDS criteria
Willow Glen | 1394 | 2 | O/G Steam | Louisiana | 180 | Dropped - Units whose status does not meet NEEDS criteria
Willow Glen | 1394 | 4 | O/G Steam | Louisiana | 482 | Dropped - Units whose status does not meet NEEDS criteria
Jack Watson | 2049 | 3 | O/G Steam | Mississippi | 107 | Dropped - Units whose status does not meet NEEDS criteria
Benndale | 2068 | 1 | Combustion Turbine | Mississippi | 14 | Dropped - Units whose status does not meet NEEDS criteria
Deshler | 2234 | 1A | Combustion Turbine | Nebraska | 0.3 | Dropped - Units whose status does not meet NEEDS criteria
Deshler | 2234 | 2 | Combustion Turbine | Nebraska | 0.2 | Dropped - Units whose status does not meet NEEDS criteria
Allen | 3393 | 1 | Coal Steam | Tennessee | 247 | Dropped - Units whose status does not meet NEEDS criteria
Allen | 3393 | 2 | Coal Steam | Tennessee | 247 | Dropped - Units whose status does not meet NEEDS criteria
Allen | 3393 | 3 | Coal Steam | Tennessee | 247 | Dropped - Units whose status does not meet NEEDS criteria
Pine Street | 7806 | 1 | Combustion Turbine | Michigan | 1 | Dropped - Units whose status does not meet NEEDS criteria
Pine Street | 7806 | 2 | Combustion Turbine | Michigan | 1 | Dropped - Units whose status does not meet NEEDS criteria
Pine Street | 7806 | 3 | Combustion Turbine | Michigan | 1 | Dropped - Units whose status does not meet NEEDS criteria
Pine Street | 7806 | 4 | Combustion Turbine | Michigan | 1 | Dropped - Units whose status does not meet NEEDS criteria
Pine Street | 7806 | 5 | Combustion Turbine | Michigan | 1.2 | Dropped - Units whose status does not meet NEEDS criteria
Pine Street | 7806 | 6 | Combustion Turbine | Michigan | 1.2 | Dropped - Units whose status does not meet NEEDS criteria
Sierra Pacific Quincy Facility | 50112 | GEN1 | Biomass | California | 23.3 | Dropped - Units whose status does not meet NEEDS criteria
Sierra Pacific Quincy Facility | 50112 | GEN2 | Biomass | California | 3.2 | Dropped - Units whose status does not meet NEEDS criteria
Sierra Pacific Sonora | 54517 | GEN2 | Biomass | California | 6 | Dropped - Units whose status does not meet NEEDS criteria
Tuscola Station | 55245 | TG2 | O/G Steam | Illinois | 4.9 | Dropped - Units whose status does not meet NEEDS criteria
Brady | 55991 | TG-1 | Geothermal | Nevada | 7.5 | Dropped - Units whose status does not meet NEEDS criteria
Brady | 55991 | TG-2 | Geothermal | Nevada | 7.5 | Dropped - Units whose status does not meet NEEDS criteria
Brady | 55991 | TG-3 | Geothermal | Nevada | 6.3 | Dropped - Units whose status does not meet NEEDS criteria
Bristol Myers Squibb Wallingford | 58948 | DG12 | Combustion Turbine | Connecticut | 0.8 | Dropped - Units whose status does not meet NEEDS criteria
Bristol Myers Squibb Wallingford | 58948 | DG3 | Combustion Turbine | Connecticut | 1.8 | Dropped - Units whose status does not meet NEEDS criteria
Bristol Myers Squibb Wallingford | 58948 | SOL | Combustion Turbine | Connecticut | 4.6 | Dropped - Units whose status does not meet NEEDS criteria
Portable Generator 1 | 59196 | IC1 | Combustion Turbine | North Dakota | 2 | Dropped - Units whose status does not meet NEEDS criteria
Mandalay | 345 | 03 | Combustion Turbine | California | 130 | Dropped - Units whose status does not meet NEEDS criteria
Mandalay | 345 | 1 | O/G Steam | California | 215 | Dropped - Units whose status does not meet NEEDS criteria
Mandalay | 345 | 2 | O/G Steam | California | 215 | Dropped - Units whose status does not meet NEEDS criteria
Broadway (IN) | 1011 | 1 | Combustion Turbine | Indiana | 50 | Dropped - Units whose status does not meet NEEDS criteria
Brunner Island | 3140 | BID1 | Combustion Turbine | Pennsylvania | 2.7 | Dropped - Units whose status does not meet NEEDS criteria
Brunner Island | 3140 | BID2 | Combustion Turbine | Pennsylvania | 2.7 | Dropped - Units whose status does not meet NEEDS criteria
Brunner Island | 3140 | BID3 | Combustion Turbine | Pennsylvania | 2 | Dropped - Units whose status does not meet NEEDS criteria
Big Brown | 3497 | 1 | Coal Steam | Texas | 606 | Dropped - Units whose status does not meet NEEDS criteria
Big Brown | 3497 | 2 | Coal Steam | Texas | 602 | Dropped - Units whose status does not meet NEEDS criteria
Durant | 6220 | 6A | Combustion Turbine | Iowa | 2.1 | Dropped - Units whose status does not meet NEEDS criteria
Central Utility Plant | 50876 | GEN1 | Combined Cycle | California | 23.6 | Dropped - Units whose status does not meet NEEDS criteria
Central Utility Plant | 50876 | GEN2 | Combined Cycle | California | 3.7 | Dropped - Units whose status does not meet NEEDS criteria
Atascocita | 55526 | GEN1 | Landfill Gas | Texas | 1.7 | Dropped - Units whose status does not meet NEEDS criteria
Atascocita | 55526 | GEN2 | Landfill Gas | Texas | 1.7 | Dropped - Units whose status does not meet NEEDS criteria
Atascocita | 55526 | GEN3 | Landfill Gas | Texas | 1.7 | Dropped - Units whose status does not meet NEEDS criteria
Atascocita | 55526 | GEN4 | Landfill Gas | Texas | 1.7 | Dropped - Units whose status does not meet NEEDS criteria
Atascocita | 55526 | GEN6 | Landfill Gas | Texas | 1.7 | Dropped - Units whose status does not meet NEEDS criteria
Mallard Lake Electric | 55592 | 1 | Landfill Gas | Illinois | 3.8 | Dropped - Units whose status does not meet NEEDS criteria
Mallard Lake Electric | 55592 | 2 | Landfill Gas | Illinois | 3.8 | Dropped - Units whose status does not meet NEEDS criteria
Mallard Lake Electric | 55592 | 4 | Landfill Gas | Illinois | 7.6 | Dropped - Units whose status does not meet NEEDS criteria
John Street 1, 3, 4 & 5 | 56256 | JS 3 | Combustion Turbine | Connecticut | 2 | Dropped - Units whose status does not meet NEEDS criteria
John Street 1, 3, 4 & 5 | 56256 | JS 4 | Combustion Turbine | Connecticut | 2 | Dropped - Units whose status does not meet NEEDS criteria
John Street 1, 3, 4 & 5 | 56256 | JS 5 | Combustion Turbine | Connecticut | 2 | Dropped - Units whose status does not meet NEEDS criteria
Heat Plant 770 | 57926 | HP | O/G Steam | Ohio | 0 | Dropped - Units whose status does not meet NEEDS criteria
Heat Plant 770 | 57926 | LP | O/G Steam | Ohio | 0 | Dropped - Units whose status does not meet NEEDS criteria
St Johns River Power Park | 207 | 1 | Coal Steam | Florida | 626 | Dropped - Units whose status does not meet NEEDS criteria
St Johns River Power Park | 207 | 2 | Coal Steam | Florida | 626 | Dropped - Units whose status does not meet NEEDS criteria
Kilarc | 253 | 2 | Hydro | California | 1.6 | Dropped - Units whose status does not meet NEEDS criteria
Kirksville | 2083 | 1 | Combustion Turbine | Missouri | 13 | Dropped - Units whose status does not meet NEEDS criteria
Monticello | 6147 | 1 | Coal Steam | Texas | 535 | Dropped - Units whose status does not meet NEEDS criteria
Monticello | 6147 | 2 | Coal Steam | Texas | 535 | Dropped - Units whose status does not meet NEEDS criteria
Monticello | 6147 | 3 | Coal Steam | Texas | 795 | Dropped - Units whose status does not meet NEEDS criteria
Valdez | 6306 | 7 | Combustion Turbine | Alaska | 2.8 | Dropped - Units whose status does not meet NEEDS criteria
Sandow No 4 | 6648 | 4 | Coal Steam | Texas | 600 | Dropped - Units whose status does not meet NEEDS criteria
Elizabethtown Power LLC | 10380 | GEN1 | Coal Steam | North Carolina | 32 | Dropped - Units whose status does not meet NEEDS criteria
Waste Energy Services | 50077 | CAT1 | Landfill Gas | Michigan | 0.5 | Dropped - Units whose status does not meet NEEDS criteria
Waste Energy Services | 50077 | CAT2 | Landfill Gas | Michigan | 0.3 | Dropped - Units whose status does not meet NEEDS criteria
Waste Energy Services | 50077 | CAT3 | Landfill Gas | Michigan | 0.3 | Dropped - Units whose status does not meet NEEDS criteria
Waste Energy Services | 50077 | CAT4 | Landfill Gas | Michigan | 0.3 | Dropped - Units whose status does not meet NEEDS criteria
Sandow No 5 | 52071 | 5 | Coal Steam | Texas | 600 | Dropped - Units whose status does not meet NEEDS criteria
Works 4 | 54364 | L2PG | Combustion Turbine | Texas | 1.1 | Dropped - Units whose status does not meet NEEDS criteria
St Josephs Hospital | 54534 | 0001 | Combustion Turbine | Florida | 1.6 | Dropped - Units whose status does not meet NEEDS criteria
Binghamton Cogen | 55600 | 1 | Combustion Turbine | New York | 42 | Dropped - Units whose status does not meet NEEDS criteria
NCAH Central Utility Plant | 58265 | S-7A | Combustion Turbine | Iowa | 1 | Dropped - Units whose status does not meet NEEDS criteria
Brevig Mission | 60260 | 3 | Combustion Turbine | Alaska | 0.5 | Dropped - Units whose status does not meet NEEDS criteria
Kearny | 303 | KEA3 | Combustion Turbine | California | 61 | Dropped - Units whose status does not meet NEEDS criteria
Shoshone Falls | 818 | 1 | Hydro | Idaho | 0.1 | Dropped - Units whose status does not meet NEEDS criteria
Shoshone Falls | 818 | 2 | Hydro | Idaho | 11.1 | Dropped - Units whose status does not meet NEEDS criteria
Thousand Springs | 820 | 1 | Hydro | Idaho | 0 | Dropped - Units whose status does not meet NEEDS criteria
Thousand Springs | 820 | 2 | Hydro | Idaho | 0 | Dropped - Units whose status does not meet NEEDS criteria
Baldwin City Plant No 1 | 1262 | 3 | Combustion Turbine | Kansas | 0.7 | Dropped - Units whose status does not meet NEEDS criteria
Hutchinson Plant #1 | 1980 | 2 | Combustion Turbine | Minnesota | 2 | Dropped - Units whose status does not meet NEEDS criteria
James River Power Station | 2161 | 1 | Coal Steam | Missouri | 21 | Dropped - Units whose status does not meet NEEDS criteria
James River Power Station | 2161 | 2 | Coal Steam | Missouri | 21 | Dropped - Units whose status does not meet NEEDS criteria
James River Power Station | 2161 | 3 | Coal Steam | Missouri | 41 | Dropped - Units whose status does not meet NEEDS criteria
San Juan | 2451 | 2 | Coal Steam | New Mexico | 340 | Dropped - Units whose status does not meet NEEDS criteria
San Juan | 2451 | 3 | Coal Steam | New Mexico | 497 | Dropped - Units whose status does not meet NEEDS criteria
Carlsbad | 2453 | 5 | Combustion Turbine | New Mexico | 10 | Dropped - Units whose status does not meet NEEDS criteria
Charles P Keller | 2695 | 8 | Combustion Turbine | New York | 2.7 | Dropped - Units whose status does not meet NEEDS criteria
Mustang | 2953 | 3 | O/G Steam | Oklahoma | 0 | Dropped - Units whose status does not meet NEEDS criteria
Mustang | 2953 | 4 | O/G Steam | Oklahoma | 0 | Dropped - Units whose status does not meet NEEDS criteria
Johnsonville | 3406 | 1 | Coal Steam | Tennessee | 107 | Dropped - Units whose status does not meet NEEDS criteria
Johnsonville | 3406 | 2 | Coal Steam | Tennessee | 107 | Dropped - Units whose status does not meet NEEDS criteria
Johnsonville | 3406 | 3 | Coal Steam | Tennessee | 107 | Dropped - Units whose status does not meet NEEDS criteria
Johnsonville | 3406 | 4 | Coal Steam | Tennessee | 107 | Dropped - Units whose status does not meet NEEDS criteria
Greens Bayou | 3464 | 5 | O/G Steam | Texas | 406 | Dropped - Units whose status does not meet NEEDS criteria
Sam Bertron | 3468 | 3 | O/G Steam | Texas | 230 | Dropped - Units whose status does not meet NEEDS criteria
Sam Bertron | 3468 | 4 | O/G Steam | Texas | 230 | Dropped - Units whose status does not meet NEEDS criteria
Sam Bertron | 3468 | GT2 | Combustion Turbine | Texas | 13 | Dropped - Units whose status does not meet NEEDS criteria
Weatherford | 3624 | 1 | Combustion Turbine | Texas | 0.1 | Dropped - Units whose status does not meet NEEDS criteria
Weatherford | 3624 | 2 | Combustion Turbine | Texas | 0.1 | Dropped - Units whose status does not meet NEEDS criteria
Weatherford | 3624 | 3 | Combustion Turbine | Texas | 0.1 | Dropped - Units whose status does not meet NEEDS criteria
Weatherford | 3624 | 4 | Combustion Turbine | Texas | 0.6 | Dropped - Units whose status does not meet NEEDS criteria
Weatherford | 3624 | 6 | Combustion Turbine | Texas | 1.2 | Dropped - Units whose status does not meet NEEDS criteria
Weatherford | 3624 | 7 | Combustion Turbine | Texas | 1.1 | Dropped - Units whose status does not meet NEEDS criteria
Weatherford | 3624 | 8 | Combustion Turbine | Texas | 1.1 | Dropped - Units whose status does not meet NEEDS criteria
Kanawha River | 3936 | 1 | Coal Steam | West Virginia | 200 | Dropped - Units whose status does not meet NEEDS criteria
Kanawha River | 3936 | 2 | Coal Steam | West Virginia | 200 | Dropped - Units whose status does not meet NEEDS criteria
Northern States Flambeau | 3984 | 1 | Combustion Turbine | Wisconsin | 12 | Dropped - Units whose status does not meet NEEDS criteria
Manitowoc | 4125 | IC2 | Combustion Turbine | Wisconsin | 5 | Dropped - Units whose status does not meet NEEDS criteria
Pulp Mill Power House | 10074 | GEN1 | Non-Fossil Waste | California | 20 | Dropped - Units whose status does not meet NEEDS criteria
Corona Energy Partners, Ltd | 10635 | GEN1 | Combustion Turbine | California | 40 | Dropped - Units whose status does not meet NEEDS criteria
HGST San Jose Standby Generator | 50024 | 50MW | Combustion Turbine | California | 42 | Dropped - Units whose status does not meet NEEDS criteria
Clewiston Sugar House | 50482 | TG5 | Biomass | Florida | 11 | Dropped - Units whose status does not meet NEEDS criteria
Ormesa IH | 50762 | OE11 | Geothermal | California | 0.6 | Dropped - Units whose status does not meet NEEDS criteria
Ormesa IH | 50762 | OE12 | Geothermal | California | 0.6 | Dropped - Units whose status does not meet NEEDS criteria
Ormesa IH | 50762 | OE13 | Geothermal | California | 1 | Dropped - Units whose status does not meet NEEDS criteria
Ormesa IH | 50762 | OE14 | Geothermal | California | 0.6 | Dropped - Units whose status does not meet NEEDS criteria
Ormesa IH | 50762 | OE15 | Geothermal | California | 0.6 | Dropped - Units whose status does not meet NEEDS criteria
Ormesa IH | 50762 | OE16 | Geothermal | California | 1 | Dropped - Units whose status does not meet NEEDS criteria
Ormesa IH | 50762 | OE21 | Geothermal | California | 0.6 | Dropped - Units whose status does not meet NEEDS criteria
Ormesa IH | 50762 | OE22 | Geothermal | California | 0.6 | Dropped - Units whose status does not meet NEEDS criteria
Ormesa IH | 50762 | OE23 | Geothermal | California | 0.6 | Dropped - Units whose status does not meet NEEDS criteria
Ormesa IH | 50762 | OE24 | Geothermal | California | 0.6 | Dropped - Units whose status does not meet NEEDS criteria
Ormesa IH | 50762 | OE25 | Geothermal | California | 0.6 | Dropped - Units whose status does not meet NEEDS criteria
Ormesa IH | 50762 | OE26 | Geothermal | California | 0.6 | Dropped - Units whose status does not meet NEEDS criteria
Ormesa IE | 50764 | OE10 | Geothermal | California | 0.6 | Dropped - Units whose status does not meet NEEDS criteria
Ormesa IE | 50764 | OE11 | Geothermal | California | 1 | Dropped - Units whose status does not meet NEEDS criteria
Ormesa IE | 50764 | OE12 | Geothermal | California | 0.6 | Dropped - Units whose status does not meet NEEDS criteria
Ormesa IE | 50764 | OEC1 | Geothermal | California | 1 | Dropped - Units whose status does not meet NEEDS criteria
Ormesa IE | 50764 | OEC2 | Geothermal | California | 0.6 | Dropped - Units whose status does not meet NEEDS criteria
Ormesa IE | 50764 | OEC3 | Geothermal | California | 1 | Dropped - Units whose status does not meet NEEDS criteria
Ormesa IE | 50764 | OEC4 | Geothermal | California | 0.6 | Dropped - Units whose status does not meet NEEDS criteria
Ormesa IE | 50764 | OEC5 | Geothermal | California | 1 | Dropped - Units whose status does not meet NEEDS criteria
Ormesa IE | 50764 | OEC6 | Geothermal | California | 0.6 | Dropped - Units whose status does not meet NEEDS criteria
Ormesa IE | 50764 | OEC7 | Geothermal | California | 1 | Dropped - Units whose status does not meet NEEDS criteria
Ormesa IE | 50764 | OEC8 | Geothermal | California | 0.6 | Dropped - Units whose status does not meet NEEDS criteria
Ormesa IE | 50764 | OEC9 | Geothermal | California | 1 | Dropped - Units whose status does not meet NEEDS criteria
Westwind Trust | 54258 | WIN1 | Onshore Wind | California | 16 | Dropped - Units whose status does not meet NEEDS criteria
Benedum Plant | 54458 | BG3A | Combustion Turbine | Texas | 1 | Dropped - Units whose status does not meet NEEDS criteria
Benedum Plant | 54458 | BG6 | Combustion Turbine | Texas | 1 | Dropped - Units whose status does not meet NEEDS criteria
Graphic Packaging International | 54561 | GT-G | Combined Cycle | California | 23 | Dropped - Units whose status does not meet NEEDS criteria
Graphic Packaging International | 54561 | ST-G | Combined Cycle | California | 3 | Dropped - Units whose status does not meet NEEDS criteria
Oklahoma State University | 54779 | GEN1 | O/G Steam | Oklahoma | 1.6 | Dropped - Units whose status does not meet NEEDS criteria
Oklahoma State University | 54779 | GEN2 | O/G Steam | Oklahoma | 1.6 | Dropped - Units whose status does not meet NEEDS criteria
Oklahoma State University | 54779 | GEN4 | O/G Steam | Oklahoma | 5.2 | Dropped - Units whose status does not meet NEEDS criteria
Shepherd Center | 54813 | 6 | Combustion Turbine | Georgia | 0.6 | Dropped - Units whose status does not meet NEEDS criteria
Streator Energy Partners LLC | 55760 | ST1 | Landfill Gas | Illinois | 0.9 | Dropped - Units whose status does not meet NEEDS criteria
Dixon/Lee Energy Partners LLC | 55763 | DX1 | Landfill Gas | Illinois | 0.9 | Dropped - Units whose status does not meet NEEDS criteria
Dixon/Lee Energy Partners LLC | 55763 | DX2 | Landfill Gas | Illinois | 0.9 | Dropped - Units whose status does not meet NEEDS criteria
Dixon/Lee Energy Partners LLC | 55763 | DX3 | Landfill Gas | Illinois | 0.9 | Dropped - Units whose status does not meet NEEDS criteria
Dixon/Lee Energy Partners LLC | 55763 | DX4 | Landfill Gas | Illinois | 0.9 | Dropped - Units whose status does not meet NEEDS criteria
Barre | 55776 | BA1 | Landfill Gas | Massachusetts | 0.4 | Dropped - Units whose status does not meet NEEDS criteria
Barre | 55776 | BA2 | Landfill Gas | Massachusetts | 0.4 | Dropped - Units whose status does not meet NEEDS criteria
NEO Freehold Gen LLC | 56169 | UNT1 | Combustion Turbine | New Jersey | 1.1 | Dropped - Units whose status does not meet NEEDS criteria
NEO Freehold Gen LLC | 56169 | UNT2 | Combustion Turbine | New Jersey | 1.1 | Dropped - Units whose status does not meet NEEDS criteria
Kasigluk | 57066 | UNIT1 | Combustion Turbine | Alaska | 0.4 | Dropped - Units whose status does not meet NEEDS criteria
Shasta Renewable Resources Plant | 57857 | 1 | Biomass | California | 5.5 | Dropped - Units whose status does not meet NEEDS criteria
AES ES Tait | 58826 | TTES | Energy Storage | Ohio | 20 | Dropped - Units whose status does not meet NEEDS criteria
Centerville | 1105 | 1 | Combustion Turbine | Iowa | 2 | Dropped - Units whose status does not meet NEEDS criteria
Centerville | 1105 | 2 | Combustion Turbine | Iowa | 1.7 | Dropped - Units whose status does not meet NEEDS criteria
Centerville | 1105 | 3 | Combustion Turbine | Iowa | 1.9 | Dropped - Units whose status does not meet NEEDS criteria
Centerville | 1105 | GT1 | Combustion Turbine | Iowa | 20.3 | Dropped - Units whose status does not meet NEEDS criteria
Centerville | 1105 | GT2 | Combustion Turbine | Iowa | 26.3 | Dropped - Units whose status does not meet NEEDS criteria
St Clair | 1743 | 4 | Coal Steam | Michigan | 151 | Dropped - Units whose status does not meet NEEDS criteria
Fox Lake | 1888 | 1 | O/G Steam | Minnesota | 12.5 | Dropped - Units whose status does not meet NEEDS criteria
Fox Lake | 1888 | 3 | O/G Steam | Minnesota | 79.6 | Dropped - Units whose status does not meet NEEDS criteria
Hauser | 2185 | HAU4 | Hydro | Montana | 3 | Dropped - Units whose status does not meet NEEDS criteria
Ravenswood | 2500 | GT33 | Combustion Turbine | New York | 0 | Dropped - Units whose status does not meet NEEDS criteria
Salem Energy Systems LLC | 54984 | UNT1 | Landfill Gas | North Carolina | 3.3 | Dropped - Units whose status does not meet NEEDS criteria
Helios Plaza CHP Plant | 59378 | GEN1 | Combustion Turbine | Texas | 4.3 | Dropped - Units whose status does not meet NEEDS criteria
S O Purdom | 689 | GT1 | Combustion Turbine | Florida | 10 | Dropped - Units whose status does not meet NEEDS criteria
J M Stuart | 2850 | 1 | Coal Steam | Ohio | 577 | Dropped - Units whose status does not meet NEEDS criteria
Port Lions Microgrid | 6282 | 1 | Combustion Turbine | Alaska | 0.3 | Dropped - Units whose status does not meet NEEDS criteria
Port Lions Microgrid | 6282 | 2 | Combustion Turbine | Alaska | 0.2 | Dropped - Units whose status does not meet NEEDS criteria
Port Lions Microgrid | 6282 | 3 | Combustion Turbine | Alaska | 0.2 | Dropped - Units whose status does not meet NEEDS criteria
Port Lions Microgrid | 6282 | 4 | Combustion Turbine | Alaska | 0.2 | Dropped - Units whose status does not meet NEEDS criteria
Westside Landfill Gas Recovery | 57020 | GEN3 | Landfill Gas | Texas | 1.6 | Dropped - Units whose status does not meet NEEDS criteria
Borel | 328 | 1 | Hydro | California | 2.1 | Dropped - Units whose status does not meet NEEDS criteria
Borel | 328 | 2 | Hydro | California | 2.5 | Dropped - Units whose status does not meet NEEDS criteria
Borel | 328 | 3 | Hydro | California | 6 | Dropped - Units whose status does not meet NEEDS criteria
Valmont | 477 | 5 | Coal Steam | Colorado | 184 | Dropped - Units whose status does not meet NEEDS criteria
C W Burdick | 2241 | 3 | O/G Steam | Nebraska | 54 | Dropped - Units whose status does not meet NEEDS criteria
Seldovia | 6283 | 6 | Combustion Turbine | Alaska | 1.2 | Dropped - Units whose status does not meet NEEDS criteria
Kake | 7464 | 1A | Combustion Turbine | Alaska | 0.5 | Dropped - Units whose status does not meet NEEDS criteria
Kake | 7464 | 3A | Combustion Turbine | Alaska | 0.8 | Dropped - Units whose status does not meet NEEDS criteria
RCWMD Badlands Landfill Gas Project | 55820 | GEN1 | Landfill Gas | California | 1 | Dropped - Units whose status does not meet NEEDS criteria
Lake Mills Gas Recovery | 56521 | GEN6 | Landfill Gas | Iowa | 0.8 | Dropped - Units whose status does not meet NEEDS criteria
Petersburg | 91 | IC2 | Combustion Turbine | Alaska | 0.2 | Dropped - Units whose status does not meet NEEDS criteria
Carlyle | 936 | 1 | Combustion Turbine | Illinois | 3 | Dropped - Units whose status does not meet NEEDS criteria
Minden | 1447 | 1 | O/G Steam | Louisiana | 12.5 | Dropped - Units whose status does not meet NEEDS criteria
Minden | 1447 | 2 | O/G Steam | Louisiana | 12.5 | Dropped - Units whose status does not meet NEEDS criteria
Minden | 1447 | 6 | Combustion Turbine | Louisiana | 1.8 | Dropped - Units whose status does not meet NEEDS criteria
Paulding | 2071 | 1 | Combustion Turbine | Mississippi | 16 | Dropped - Units whose status does not meet NEEDS criteria
Pearsall | 3630 | 1 | O/G Steam | Texas | 23 | Dropped - Units whose status does not meet NEEDS criteria
Pearsall | 3630 | 2 | O/G Steam | Texas | 23 | Dropped - Units whose status does not meet NEEDS criteria
Pearsall | 3630 | 3 | O/G Steam | Texas | 23 | Dropped - Units whose status does not meet NEEDS criteria
Wanapum | 3888 | 8 | Hydro | Washington | 103.8 | Dropped - Units whose status does not meet NEEDS criteria
Johnson | 6579 | 1 | Combustion Turbine | Kansas | 0.6 | Dropped - Units whose status does not meet NEEDS criteria
Johnson | 6579 | 2 | Combustion Turbine | Kansas | 0.7 | Dropped - Units whose status does not meet NEEDS criteria
Johnson | 6579 | 4 | Combustion Turbine | Kansas | 0.5 | Dropped - Units whose status does not meet NEEDS criteria
Johnson | 6579 | 5 | Combustion Turbine | Kansas | 0.3 | Dropped - Units whose status does not meet NEEDS criteria
Johnson | 6579 | 7 | Combustion Turbine | Kansas | 1.2 | Dropped - Units whose status does not meet NEEDS criteria
Johnson | 6579 | 8 | Combustion Turbine | Kansas | 1.1 | Dropped - Units whose status does not meet NEEDS criteria
Johnson | 6579 | IC6 | Combustion Turbine | Kansas | 1.2 | Dropped - Units whose status does not meet NEEDS criteria
Grinnell | 7137 | 1 | Combustion Turbine | Iowa | 26.2 | Dropped - Units whose status does not meet NEEDS criteria
Grinnell | 7137 | 2 | Combustion Turbine | Iowa | 20.9 | Dropped - Units whose status does not meet NEEDS criteria
United Hospital | 7378 | 1 | Combustion Turbine | Minnesota | 1.6 | Dropped - Units whose status does not meet NEEDS criteria
United Hospital | 7378 | 2 | Combustion Turbine | Minnesota | 1.6 | Dropped - Units whose status does not meet NEEDS criteria
United Hospital | 7378 | 3 | Combustion Turbine | Minnesota | 1.6 | Dropped - Units whose status does not meet NEEDS criteria
Hampton Facility | 10108 | GEN1 | Combustion Turbine | New Hampshire | 0.5 | Dropped - Units whose status does not meet NEEDS criteria
Hampton Facility | 10108 | GEN2 | Combustion Turbine | New Hampshire | 0.5 | Dropped - Units whose status does not meet NEEDS criteria
Hampton Facility | 10108 | GEN3 | Combustion Turbine | New Hampshire | 0.7 | Dropped - Units whose status does not meet NEEDS criteria
Hampton Facility | 10108 | GEN4 | Combustion Turbine | New Hampshire | 0.7 | Dropped - Units whose status does not meet NEEDS criteria
Hampton Facility | 10108 | GEN5 | Combustion Turbine | New Hampshire | 0.7 | Dropped - Units whose status does not meet NEEDS criteria
Marina Landfill Gas | 10748 | U3J16 | Landfill Gas | California | 0.9 | Dropped - Units whose status does not meet NEEDS criteria
West Point (PA) | 52149 | GEN6 | Combustion Turbine | Pennsylvania | 1.2 | Dropped - Units whose status does not meet NEEDS criteria
Two Pine Landfill Gas Recovery | 56523 | GEN6 | Landfill Gas | Arkansas | 0.8 | Dropped - Units whose status does not meet NEEDS criteria
City of Tulare Water Facility | 59395 | DFC30 | Fuel Cell | California | 1.1 | Dropped - Units whose status does not meet NEEDS criteria
L V Sutton Steam | 2713 | GTA | Combustion Turbine | North Carolina | 23 | Dropped - Units whose status does not meet NEEDS criteria
L V Sutton Steam | 2713 | GTB | Combustion Turbine | North Carolina | 25 | Dropped - Units whose status does not meet NEEDS criteria
Noorvik | 6330 | 2A | Combustion Turbine | Alaska | 0.4 | Dropped - Units whose status does not meet NEEDS criteria
Kankakee Gas Recovery | 54659 | GEN1 | Landfill Gas | Illinois | 0.8 | Dropped - Units whose status does not meet NEEDS criteria
Kankakee Gas Recovery | 54659 | GEN2 | Landfill Gas | Illinois | 0.8 | Dropped - Units whose status does not meet NEEDS criteria
Dubuque | 1046 | 3 | O/G Steam | Iowa | 31.8 | Dropped - Units whose status does not meet NEEDS criteria
Dubuque | 1046 | 4 | O/G Steam | Iowa | 38 | Dropped - Units whose status does not meet NEEDS criteria
Dubuque | 1046 | IC1 | Combustion Turbine | Iowa | 2 | Dropped - Units whose status does not meet NEEDS criteria
Dubuque | 1046 | IC2 | Combustion Turbine | Iowa | 1.4 | Dropped - Units whose status does not meet NEEDS criteria
Sutherland | 1077 | 1 | O/G Steam | Iowa | 22 | Dropped - Units whose status does not meet NEEDS criteria
Sutherland | 1077 | 3 | O/G Steam | Iowa | 80.8 | Dropped - Units whose status does not meet NEEDS criteria
Sterlington | 1404 | 7C | Combined Cycle | Louisiana | 47.6 | Dropped - Units whose status does not meet NEEDS criteria
Brayton Point | 1619 | 1 | Coal Steam | Massachusetts | 225.2 | Dropped - Units whose status does not meet NEEDS criteria
Brayton Point | 1619 | 2 | Coal Steam | Massachusetts | 237.8 | Dropped - Units whose status does not meet NEEDS criteria
Brayton Point | 1619 | 3 | Coal Steam | Massachusetts | 575 | Dropped - Units whose status does not meet NEEDS criteria
Brayton Point | 1619 | 4 | O/G Steam | Massachusetts | 435 | Dropped - Units whose status does not meet NEEDS criteria
James De Young | 1830 | 4 | Coal Steam | Michigan | 20.5 | Dropped - Units whose status does not meet NEEDS criteria
James De Young | 1830 | 5 | Coal Steam | Michigan | 27 | Dropped - Units whose status does not meet NEEDS criteria
Vestaburg | 1881 | 6 | Combustion Turbine | Michigan | 3 | Dropped - Units whose status does not meet NEEDS criteria
Vestaburg | 1881 | 7 | Combustion Turbine | Michigan | 3 | Dropped - Units whose status does not meet NEEDS criteria
Sibley | 2094 | 1 | Coal Steam | Missouri | 42.2 | Dropped - Units whose status does not meet NEEDS criteria
PSEG Hudson Generating Station | 2403 | 2 | O/G Steam | New Jersey | 620 | Dropped - Units whose status does not meet NEEDS criteria
PSEG Mercer Generating Station | 2408 | 1 | Coal Steam | New Jersey | 316 | Dropped - Units whose status does not meet NEEDS criteria
PSEG Mercer Generating Station | 2408 | 2 | Coal Steam | New Jersey | 316 | Dropped - Units whose status does not meet NEEDS criteria
Darlington County | 3250 | 9 | Combustion Turbine | South Carolina | 50 | Dropped - Units whose status does not meet NEEDS criteria
Bunge Oil | 52034 | 1 | Combustion Turbine | Illinois | 2.8 | Dropped - Units whose status does not meet NEEDS criteria
EXC Wind 1 | 56557 | 1 | Onshore Wind | Texas | 10 | Dropped - Units whose status does not meet NEEDS criteria
EXC Wind 2 | 56558 | JDW2 | Onshore Wind | Texas | 10 | Dropped - Units whose status does not meet NEEDS criteria
EXC Wind 3 | 56559 | JDW3 | Onshore Wind | Texas | 10 | Dropped - Units whose status does not meet NEEDS criteria
Town of Falmouth WWTP | 57654 | WIND1 | Onshore Wind | Massachusetts | 0.8 | Dropped - Units whose status does not meet NEEDS criteria
Town of Falmouth WWTP | 57654 | WIND2 | Onshore Wind | Massachusetts | 0.8 | Dropped - Units whose status does not meet NEEDS criteria
McKee Run | 599 | 1 | O/G Steam | Delaware | 17.1 | Dropped - Units whose status does not meet NEEDS criteria
McKee Run | 599 | 2 | O/G Steam | Delaware | 17.4 | Dropped - Units whose status does not meet NEEDS criteria
Arvah B Hopkins | 688 | GT1 | Combustion Turbine | Florida | 12 | Dropped - Units whose status does not meet NEEDS criteria
Arvah B Hopkins | 688 | GT2 | Combustion Turbine | Florida | 24 | Dropped - Units whose status does not meet NEEDS criteria
Lincoln | 1300 | 6 | Combustion Turbine | Kansas | 2.2 | Dropped - Units whose status does not meet NEEDS criteria
Blooming Prairie | 1966 | 1 | Combustion Turbine | Minnesota | 0.3 | Dropped - Units whose status does not meet NEEDS criteria
Blooming Prairie | 1966 | 2 | Combustion Turbine | Minnesota | 0.7 | Dropped - Units whose status does not meet NEEDS criteria
Wasatch Energy Systems Energy Recovery | 55302 | 1 | Municipal Solid Waste | Utah | 1.6 | Dropped - Units whose status does not meet NEEDS criteria
Kimball Wind | 56106 | 1 | Onshore Wind | Nebraska | 10.5 | Dropped - Units whose status does not meet NEEDS criteria
Seven Mile Creek LFG | 56149 | 1 | Landfill Gas | Wisconsin | 0.8 | Dropped - Units whose status does not meet NEEDS criteria
Seven Mile Creek LFG | 56149 | 2 | Landfill Gas | Wisconsin | 0.8 | Dropped - Units whose status does not meet NEEDS criteria
Seven Mile Creek LFG | 56149 | 3 | Landfill Gas | Wisconsin | 0.8 | Dropped - Units whose status does not meet NEEDS criteria
Seven Mile Creek LFG | 56149 | 4 | Landfill Gas | Wisconsin | 1 | Dropped - Units whose status does not meet NEEDS criteria
Encina | 302 | ST1 | O/G Steam | California | 106 | Dropped - Units whose status does not meet NEEDS criteria
Grand Valley Project Power Plant | 473 | 2 | Hydro | Colorado | 1.6 | Dropped - Units whose status does not meet NEEDS criteria
Paradise | 1378 | 1 | Coal Steam | Kentucky | 628 | Dropped - Units whose status does not meet NEEDS criteria
Paradise | 1378 | 2 | Coal Steam | Kentucky | 602 | Dropped - Units whose status does not meet NEEDS criteria
Louis Doc Bonin | 1443 | 1 | O/G Steam | Louisiana | 40 | Dropped - Units whose status does not meet NEEDS criteria
Louis Doc Bonin | 1443 | 2 | O/G Steam | Louisiana | 70 | Dropped - Units whose status does not meet NEEDS criteria
Louis Doc Bonin | 1443 | 3 | O/G Steam | Louisiana | 146 | Dropped - Units whose status does not meet NEEDS criteria
McKinley Paper Co. - Washington Mill | 58352 | G-11 | Biomass | Washington | 12.6 | Dropped - Units whose status does not meet NEEDS criteria
Rantoul | 958 | 7 | Combustion Turbine | Illinois | 4.7 | Dropped - Units whose status does not meet NEEDS criteria
Rantoul | 958 | 8 | Combustion Turbine | Illinois | 3 | Dropped - Units whose status does not meet NEEDS criteria
Fairbury | 2236 | 1 | O/G Steam | Nebraska | 3.8 | Dropped - Units whose status does not meet NEEDS criteria
Fairbury | 2236 | 2 | O/G Steam | Nebraska | 2.5 | Dropped - Units whose status does not meet NEEDS criteria
Fairbury | 2236 | 4 | O/G Steam | Nebraska | 12.5 | Dropped - Units whose status does not meet NEEDS criteria
Reid Gardner | 2324 | 4 | Coal Steam | Nevada | 257 | Dropped - Units whose status does not meet NEEDS criteria
Ravenswood | 2500 | GT7 | Combustion Turbine | New York | 0 | Dropped - Units whose status does not meet NEEDS criteria
L V Sutton Steam | 2713 | GT1 | Combustion Turbine | North Carolina | 11 | Dropped - Units whose status does not meet NEEDS criteria
Stanton | 2824 | 1 | Coal Steam | North Dakota | 187.2 | Dropped - Units whose status does not meet NEEDS criteria
Stanton | 2824 | 2 | Combustion Turbine | North Dakota | 1 | Dropped - Units whose status does not meet NEEDS criteria
Horseshoe Lake | 2951 | GT7 | Combustion Turbine | Oklahoma | 0 | Dropped - Units whose status does not meet NEEDS criteria
Juneau | 8050 | 31 | Combustion Turbine | Wisconsin | 12.6 | Dropped - Units whose status does not meet NEEDS criteria
Jesup Plant | 10560 | GEN3 | Non-Fossil Waste | Georgia | 7 | Dropped - Units whose status does not meet NEEDS criteria
Georgia-Pacific Brewton Mill | 54789 | 1TG | Non-Fossil Waste | Alabama | 0 | Dropped - Units whose status does not meet NEEDS criteria
Clear Lake Cogeneration Ltd | 10741 | G102 | Combined Cycle | Texas | 100 | Dropped - Units whose status does not meet NEEDS criteria
Clear Lake Cogeneration Ltd | 10741 | G103 | Combined Cycle | Texas | 100 | Dropped - Units whose status does not meet NEEDS criteria
Clear Lake Cogeneration Ltd | 10741 | G104 | Combined Cycle | Texas | 100 | Dropped - Units whose status does not meet NEEDS criteria
Clear Lake Cogeneration Ltd | 10741 | S101 | Combined Cycle | Texas | 50.3 | Dropped - Units whose status does not meet NEEDS criteria
Clear Lake Cogeneration Ltd | 10741 | S102 | Combined Cycle | Texas | 12.1 | Dropped - Units whose status does not meet NEEDS criteria
Roanoke Valley Energy Facility I | 54035 | GEN1 | Coal Steam | North Carolina | 165 | Dropped - Units whose status does not meet NEEDS criteria
Roanoke Valley Energy Facility II | 54755 | GEN2 | Coal Steam | North Carolina | 44 | Dropped - Units whose status does not meet NEEDS criteria
Thiele Kaolin Sandersville | 54841 | G1 | Combustion Turbine | Georgia | 1.1 | Dropped - Units whose status does not meet NEEDS criteria
Thiele Kaolin Sandersville | 54841 | G2 | Combustion Turbine | Georgia | 1.1 | Dropped - Units whose status does not meet NEEDS criteria
Thiele Kaolin Reedy Creek | 54849 | G1 | Combustion Turbine | Georgia | 1.1 | Dropped - Units whose status does not meet NEEDS criteria
Thiele Kaolin Reedy Creek | 54849 | G2 | Combustion Turbine | Georgia | 1.1 | Dropped - Units whose status does not meet NEEDS criteria
Tri Center Naniwa Energy | 55494 | CT3 | Combustion Turbine | Nevada | 50 | Dropped - Units whose status does not meet NEEDS criteria
Tri Center Naniwa Energy | 55494 | CT4 | Combustion Turbine | Nevada | 50 | Dropped - Units whose status does not meet NEEDS criteria
Tri Center Naniwa Energy | 55494 | CT5 | Combustion Turbine | Nevada | 50 | Dropped - Units whose status does not meet NEEDS criteria
Tri Center Naniwa Energy | 55494 | CT6 | Combustion Turbine | Nevada | 50 | Dropped - Units whose status does not meet NEEDS criteria
SJ/SC WPCP | 56080 | E2 | Non-Fossil Waste | California | 0.8 | Dropped - Units whose status does not meet NEEDS criteria
SJ/SC WPCP | 56080 | E5 | Non-Fossil Waste | California | 1.8 | Dropped - Units whose status does not meet NEEDS criteria
Frey Farm Landfill | 56510 | GEN1 | Landfill Gas | Pennsylvania | 1.6 | Dropped - Units whose status does not meet NEEDS criteria
Pittsburg Power | 271 | 5 | O/G Steam | California | 312 | Dropped - Units whose status does not meet NEEDS criteria
Pittsburg Power | 271 | 6 | O/G Steam | California | 317 | Dropped - Units whose status does not meet NEEDS criteria
Pittsburg Power | 271 | 7 | O/G Steam | California | 682 | Dropped - Units whose status does not meet NEEDS criteria
Trinidad (CO) | 511 | 1 | Coal Steam | Colorado | 3.8 | Dropped - Units whose status does not meet NEEDS criteria
R S Nelson | 1393 | 3 | O/G Steam | Louisiana | 146 | Dropped - Units whose status does not meet NEEDS criteria
Truman | 2015 | 1 | Combustion Turbine | Minnesota | 0.2 | Dropped - Units whose status does not meet NEEDS criteria
Truman | 2015 | 2 | Combustion Turbine | Minnesota | 0.2 | Dropped - Units whose status does not meet NEEDS criteria
Truman | 2015 | 4 | Combustion Turbine | Minnesota | 0.7 | Dropped - Units whose status does not meet NEEDS criteria
Truman | 2015 | 5 | Combustion Turbine | Minnesota | 0.8 | Dropped - Units whose status does not meet NEEDS criteria
Block Island | 6567 | 26 | Combustion Turbine | Rhode Island | 1.8 | Dropped - Units whose status does not meet NEEDS criteria
Bucksport Generation LLC | 50243 | GEN2 | Biomass | Maine | 21 | Dropped - Units whose status does not meet NEEDS criteria
Pure Hedge LLC | 50736 | GEN1 | Tires | Connecticut | 26 | Dropped - Units whose status does not meet NEEDS criteria
Viking Energy of Northumberland | 50771 | GEN1 | Biomass | Pennsylvania | 16.2 | Dropped - Units whose status does not meet NEEDS criteria
Toyon Power Station | 54327 | TOY3 | Landfill Gas | California | 1.7 | Dropped - Units whose status does not meet NEEDS criteria
Toyon Power Station | 54327 | TOY5 | Landfill Gas | California | 1.7 | Dropped - Units whose status does not meet NEEDS criteria
Freeport McMoRan | 54734 | 10 | Combustion Turbine | New Mexico | 2.9 | Dropped - Units whose status does not meet NEEDS criteria
Freeport McMoRan | 54734 | 2 | Combustion Turbine | New Mexico | 2.9 | Dropped - Units whose status does not meet NEEDS criteria
Freeport McMoRan | 54734 | 5 | Combustion Turbine | New Mexico | 2.9 | Dropped - Units whose status does not meet NEEDS criteria
Freeport McMoRan | 54734 | 6 | Combustion Turbine | New Mexico | 2.9 | Dropped - Units whose status does not meet NEEDS criteria
Freeport McMoRan | 54734 | 9 | Combustion Turbine | New Mexico | 2.9 | Dropped - Units whose status does not meet NEEDS criteria
Lignetics of Maine, LLC. | 55034 | 0001 | Biomass | Maine | 0.4 | Dropped - Units whose status does not meet NEEDS criteria
Lignetics of Maine, LLC. | 55034 | 0002 | Biomass | Maine | 0.5 | Dropped - Units whose status does not meet NEEDS criteria
Des Plaines Gas Recovery | 56418 | DP1 | Landfill Gas | Illinois | 1.8 | Dropped - Units whose status does not meet NEEDS criteria
Des Plaines Gas Recovery | 56418 | DP2 | Landfill Gas | Illinois | 1.8 | Dropped - Units whose status does not meet NEEDS criteria
Moretown | 56891 | GEN 1 | Landfill Gas | Vermont | 1.6 | Dropped - Units whose status does not meet NEEDS criteria
SABIC Innovative Plastics Mt. Vernon | 58063 | 1 | Coal Steam | Indiana | 3 | Dropped - Units whose status does not meet NEEDS criteria
Hank Nikkels Plant 1 | 75 | 1 | Combustion Turbine | Alaska | 14 | Dropped - Units whose status does not meet NEEDS criteria
Hank Nikkels Plant 1 | 75 | 2 | Combustion Turbine | Alaska | 14 | Dropped - Units whose status does not meet NEEDS criteria
Dynegy Moss Landing Power Plant Hybrid | 260 | 6 | O/G Steam | California | 754 | Dropped - Units whose status does not meet NEEDS criteria
Dynegy Moss Landing Power Plant Hybrid | 260 | 7 | O/G Steam | California | 755 | Dropped - Units whose status does not meet NEEDS criteria
El Cajon | 301 | ENCI | Combustion Turbine | California | 16 | Dropped - Units whose status does not meet NEEDS criteria
Miramar | 305 | MRGT | Combustion Turbine | California | 36 | Dropped - Units whose status does not meet NEEDS criteria
Broadway (CA) | 420 | B3 | O/G Steam | California | 71 | Dropped - Units whose status does not meet NEEDS criteria
Martin Drake | 492 | 5 | Coal Steam | Colorado | 46 | Dropped - Units whose status does not meet NEEDS criteria
Fort Myers | 612 | 11 | Combustion Turbine | Florida | 54 | Dropped - Units whose status does not meet NEEDS criteria
Fort Myers | 612 | 12 | Combustion Turbine | Florida | 54 | Dropped - Units whose status does not meet NEEDS criteria
Fort Myers | 612 | 3 | Combustion Turbine | Florida | 54 | Dropped - Units whose status does not meet NEEDS criteria
Fort Myers | 612 | 4 | Combustion Turbine | Florida | 54 | Dropped - Units whose status does not meet NEEDS criteria
Fort Myers | 612 | 5 | Combustion Turbine | Florida | 54 | Dropped - Units whose status does not meet NEEDS criteria
Fort Myers | 612 | 6 | Combustion Turbine | Florida | 54 | Dropped - Units whose status does not meet NEEDS criteria
Fort Myers | 612 | 7 | Combustion Turbine | Florida | 54 | Dropped - Units whose status does not meet NEEDS criteria
Fort Myers | 612 | 8 | Combustion Turbine | Florida | 54 | Dropped - Units whose status does not meet NEEDS criteria
Fort Myers | 612 | G10 | Combustion Turbine | Florida | 54 | Dropped - Units whose status does not meet NEEDS criteria
Fort Myers | 612 | GT2 | Combustion Turbine | Florida | 54 | Dropped - Units whose status does not meet NEEDS criteria
Lauderdale | 613 | 1 | Combustion Turbine | Florida | 35 | Dropped - Units whose status does not meet NEEDS criteria
Lauderdale | 613 | 10 | Combustion Turbine | Florida | 35 | Dropped - Units whose status does not meet NEEDS criteria
Lauderdale | 613 | 11 | Combustion Turbine | Florida | 35 | Dropped - Units whose status does not meet NEEDS criteria
Lauderdale | 613 | 12 | Combustion Turbine | Florida | 35 | Dropped - Units whose status does not meet NEEDS criteria
Lauderdale | 613 | 13 | Combustion Turbine | Florida | 35 | Dropped - Units whose status does not meet NEEDS criteria
Lauderdale | 613 | 14 | Combustion Turbine | Florida | 35 | Dropped - Units whose status does not meet NEEDS criteria
Lauderdale | 613 | 15 | Combustion Turbine | Florida | 35 | Dropped - Units whose status does not meet NEEDS criteria
Lauderdale | 613 | 16 | Combustion Turbine | Florida | 35 | Dropped - Units whose status does not meet NEEDS criteria
Lauderdale | 613 | 17 | Combustion Turbine | Florida | 35 | Dropped - Units whose status does not meet NEEDS criteria
Lauderdale | 613 | 18 | Combustion Turbine | Florida | 35 | Dropped - Units whose status does not meet NEEDS criteria
Lauderdale | 613 | 19 | Combustion Turbine | Florida | 35 | Dropped - Units whose status does not meet NEEDS criteria
Lauderdale | 613 | 2 | Combustion Turbine | Florida | 35 | Dropped - Units whose status does not meet NEEDS criteria
Lauderdale | 613 | 20 | Combustion Turbine | Florida | 35 | Dropped - Units whose status does not meet NEEDS criteria
Lauderdale | 613 | 21 | Combustion Turbine | Florida | 35 | Dropped - Units whose status does not meet NEEDS criteria
Lauderdale | 613 | 22 | Combustion Turbine | Florida | 35 | Dropped - Units whose status does not meet NEEDS criteria
Lauderdale | 613 | 23 | Combustion Turbine | Florida | 35 | Dropped - Units whose status does not meet NEEDS criteria
Lauderdale | 613 | 24 | Combustion Turbine | Florida | 35 | Dropped - Units whose status does not meet NEEDS criteria
Lauderdale | 613 | 4 | Combustion Turbine | Florida | 35 | Dropped - Units whose status does not meet NEEDS criteria
Lauderdale | 613 | 6 | Combustion Turbine | Florida | 35 | Dropped - Units whose status does not meet NEEDS criteria
Lauderdale | 613 | 7 | Combustion Turbine | Florida | 35 | Dropped - Units whose status does not meet NEEDS criteria
Lauderdale | 613 | 8 | Combustion Turbine | Florida | 35 | Dropped - Units whose status does not meet NEEDS criteria
Lauderdale | 613 | 9 | Combustion Turbine | Florida | 35 | Dropped - Units whose status does not meet NEEDS criteria
Port Everglades | 617 | 10 | Combustion Turbine | Florida | 35 | Dropped - Units whose status does not meet NEEDS criteria
Port Everglades | 617 | 11 | Combustion Turbine | Florida | 35 | Dropped - Units whose status does not meet NEEDS criteria
Port Everglades | 617 | 12 | Combustion Turbine | Florida | 35 | Dropped - Units whose status does not meet NEEDS criteria
Port Everglades | 617 | 6 | Combustion Turbine | Florida | 35 | Dropped - Units whose status does not meet NEEDS criteria
Port Everglades | 617 | 7 | Combustion Turbine | Florida | 35 | Dropped - Units whose status does not meet NEEDS criteria
Port Everglades | 617 | 8 | Combustion Turbine | Florida | 35 | Dropped - Units whose status does not meet NEEDS criteria
Port Everglades | 617 | 9 | Combustion Turbine | Florida | 35 | Dropped - Units whose status does not meet NEEDS criteria
Port Everglades | 617 | GT1 | Combustion Turbine | Florida | 35 | Dropped - Units whose status does not meet NEEDS criteria
Port Everglades | 617 | GT2 | Combustion Turbine | Florida | 35 | Dropped - Units whose status does not meet NEEDS criteria
Port Everglades | 617 | GT3 | Combustion Turbine | Florida | 35 | Dropped - Units whose status does not meet NEEDS criteria
Port Everglades | 617 | GT4 | Combustion Turbine | Florida | 35 | Dropped - Units whose status does not meet NEEDS criteria
Port Everglades | 617 | GT5 | Combustion Turbine | Florida | 35 | Dropped - Units whose status does not meet NEEDS criteria
Suwannee River | 638 | 1 | O/G Steam | Florida | 28 | Dropped - Units whose status does not meet NEEDS criteria
Suwannee River | 638 | 2 | O/G Steam | Florida | 29 | Dropped - Units whose status does not meet NEEDS criteria
Suwannee River | 638 | 3 | O/G Steam | Florida | 71 | Dropped - Units whose status does not meet NEEDS criteria
Wabash River | 1010 | 6 | Coal Steam | Indiana | 318 | Dropped - Units whose status does not meet NEEDS criteria
Wabash River | 1010 | 71 | Combustion Turbine | Indiana | 3 | Dropped - Units whose status does not meet NEEDS criteria
Wabash River | 1010 | 72 | Combustion Turbine | Indiana | 3 | Dropped - Units whose status does not meet NEEDS criteria
Wabash River | 1010 | 73 | Combustion Turbine | Indiana | 2 | Dropped - Units whose status does not meet NEEDS criteria
Atlantic | 1124 | 1 | Combustion Turbine | Iowa | 4 | Dropped - Units whose status does not meet NEEDS criteria
River Rouge | 1740 | 1 | O/G Steam | Michigan | 206 | Dropped - Units whose status does not meet NEEDS criteria
Marshall (MO) | 2144 | 5 | Coal Steam | Missouri | 16 | Dropped - Units whose status does not meet NEEDS criteria
DeBary | 6046 | P1 | Combustion Turbine | Florida | 54 | Dropped - Units whose status does not meet NEEDS criteria
George M Sullivan Generation Plant 2 | 6559 | 5 | Combined Cycle | Alaska | 33.8 | Dropped - Units whose status does not meet NEEDS criteria
George M Sullivan Generation Plant 2 | 6559 | 6 | Combined Cycle | Alaska | 34 | Dropped - Units whose status does not meet NEEDS criteria
Honeywell Farms | 10125 | 1 | Combustion Turbine | New York | 0.8 | Dropped - Units whose status does not meet NEEDS criteria
Honeywell Farms | 10125 | 2 | Combustion Turbine | New York | 0.8 | Dropped - Units whose status does not meet NEEDS criteria
Honeywell Farms | 10125 | 3 | Combustion Turbine | New York | 0.8 | Dropped - Units whose status does not meet NEEDS criteria
Honeywell Farms | 10125 | 4 | Combustion Turbine | New York | 0.8 | Dropped - Units whose status does not meet NEEDS criteria
Honeywell Farms | 10125 | 5 | Combustion Turbine | New York | 0.8 | Dropped - Units whose status does not meet NEEDS criteria
Honeywell Farms | 10125 | 6 | Combustion Turbine | New York | 0.4 | Dropped - Units whose status does not meet NEEDS criteria
West Ford Flat Power Plant | 10199 | WFF1 | Geothermal | California | 0 | Dropped - Units whose status does not meet NEEDS criteria
West Ford Flat Power Plant | 10199 | WFF2 | Geothermal | California | 0 | Dropped - Units whose status does not meet NEEDS criteria
GRS Coyote Canyon | 10395 | GEN1 | Landfill Gas | California | 17 | Dropped - Units whose status does not meet NEEDS criteria
Puente Hills Energy Recovery | 10472 | GEN3 | Landfill Gas | California | 2.7 | Dropped - Units whose status does not meet NEEDS criteria
Puente Hills Energy Recovery | 10472 | GEN4 | Landfill Gas | California | 2.7 | Dropped - Units whose status does not meet NEEDS criteria
Puente Hills Energy Recovery | 10472 | GEN5 | Landfill Gas | California | 2.7 | Dropped - Units whose status does not meet NEEDS criteria
Hawaiian Comm & Sugar Puunene Mill | 10604 | PUU3 | Biomass | Hawaii | 10 | Dropped - Units whose status does not meet NEEDS criteria
Hawaiian Comm & Sugar Puunene Mill | 10604 | PUU4 | Biomass | Hawaii | 20 | Dropped - Units whose status does not meet NEEDS criteria
Hawaiian Comm & Sugar Puunene Mill | 10604 | PUU5 | Biomass | Hawaii | 16.1 | Dropped - Units whose status does not meet NEEDS criteria
Cedar Bay Generating Company LP | 10672 | GEN1 | Coal Steam | Florida | 250 | Dropped - Units whose status does not meet NEEDS criteria
Aliso Water Management Agency | 10820 | GEN1 | Non-Fossil Waste | California | 0.4 | Dropped - Units whose status does not meet NEEDS criteria
Aliso Water Management Agency | 10820 | GEN2 | Non-Fossil Waste | California | 0.4 | Dropped - Units whose status does not meet NEEDS criteria
WPS Power Niagara | 50202 | GEN1 | Biomass | New York | 41.1 | Dropped - Units whose status does not meet NEEDS criteria
Pixelle Specialty Solutions LLC - Spring Grove Facility | 50397 | GEN2 | O/G Steam | Pennsylvania | 4 | Dropped - Units whose status does not meet NEEDS criteria
Thermo Greeley | 50709 | GEN1 | Combustion Turbine | Colorado | 30.1 | Dropped - Units whose status does not meet NEEDS criteria
Rolls Royce | 54286 | N8OT | Landfill Gas | Indiana | 4 | Dropped - Units whose status does not meet NEEDS criteria
MM Lopez Energy | 55161 | UNT2 | Landfill Gas | California | 2.7 | Dropped - Units whose status does not meet NEEDS criteria
Mid Valley Plant | 56170 | UNT1 | Landfill Gas | California | 1.3 | Dropped - Units whose status does not meet NEEDS criteria
Mid Valley Plant | 56170 | UNT2 | Landfill Gas | California | 1.3 | Dropped - Units whose status does not meet NEEDS criteria
AC Landfill Energy LLC | 57845 | UNIT3 | Landfill Gas | New Jersey | 1.8 | Dropped - Units whose status does not meet NEEDS criteria
WC Landfill Energy LLC | 57848 | GEN1 | Landfill Gas | New Jersey | 0 | Dropped - Units whose status does not meet NEEDS criteria
Wentzville Assembly & Contiguous | 57932 | GEN1 | O/G Steam | Missouri | 3 | Dropped - Units whose status does not meet NEEDS criteria
City of Tulare Water Facility | 59395 | PV302 | Solar PV | California | 0.1 | Dropped - Units whose status does not meet NEEDS criteria
Nine Mile Point | 1403 | 3 | O/G Steam | Louisiana | 100.4 | Dropped - Units whose status does not meet NEEDS criteria
White Pine Electric Power | 10148 | GEN1 | O/G Steam | Michigan | 18 | Dropped - Units whose status does not meet NEEDS criteria
Rupert Cogen Project | 54579 | 1002 | Combined Cycle | Idaho | 10.4 | Dropped - Units whose status does not meet NEEDS criteria
Buffalo Ridge Windplant WPP 1993 | 54794 | EXIS | Onshore Wind | Minnesota | 21.9 | Dropped - Units whose status does not meet NEEDS criteria
Tulsa LFG LLC | 57828 | GEN2 | Landfill Gas | Oklahoma | 1.4 | Dropped - Units whose status does not meet NEEDS criteria
MTSU Power Co-Gen Plant | 58179 | SG-01 | Combustion Turbine | Tennessee | 2 | Dropped - Units whose status does not meet NEEDS criteria
MTSU Power Co-Gen Plant | 58179 | SG-02 | Combustion Turbine | Tennessee | 2 | Dropped - Units whose status does not meet NEEDS criteria
MTSU Power Co-Gen Plant | 58179 | SG-03 | Combustion Turbine | Tennessee | 2 | Dropped - Units whose status does not meet NEEDS criteria
MTSU Power Co-Gen Plant | 58179 | SG-04 | Combustion Turbine | Tennessee | 2 | Dropped - Units whose status does not meet NEEDS criteria
MTSU Power Co-Gen Plant | 58179 | SG-05 | Combustion Turbine | Tennessee | 2 | Dropped - Units whose status does not meet NEEDS criteria
Turkey Point | 621 | ST1 | O/G Steam | Florida | 396 | Dropped - Units whose status does not meet NEEDS criteria
Willow Glen | 1394 | 1 | O/G Steam | Louisiana | 152 | Dropped - Units whose status does not meet NEEDS criteria
Willow Glen | 1394 | 3 | O/G Steam | Louisiana | 450 | Dropped - Units whose status does not meet NEEDS criteria
Willow Glen | 1394 | 5 | O/G Steam | Louisiana | 485 | Dropped - Units whose status does not meet NEEDS criteria
Exelon L Street | 1587 | GT1 | Combustion Turbine | Massachusetts | 16 | Dropped - Units whose status does not meet NEEDS criteria
Grand Haven Diesel Plant | 1826 | 2 | Combustion Turbine | Michigan | 2.3 | Dropped - Units whose status does not meet NEEDS criteria
Grand Haven Diesel Plant | 1826 | 5 | Combustion Turbine | Michigan | 3.2 | Dropped - Units whose status does not meet NEEDS criteria
Grand Haven Diesel Plant | 1826 | 6 | Combustion Turbine | Michigan | 2.8 | Dropped - Units whose status does not meet NEEDS criteria
Grand Haven Diesel Plant | 1826 | 7 | Combustion Turbine | Michigan | 5.1 | Dropped - Units whose status does not meet NEEDS criteria
Fort Calhoun | 2289 | 1 | Nuclear | Nebraska | 482.8 | Dropped - Units whose status does not meet NEEDS criteria
Sabine | 3459 | 2 | O/G Steam | Texas | 204.4 | Dropped - Units whose status does not meet NEEDS criteria
Galena Electric Utility | 7437 | 6 | Combustion Turbine | Alaska | 0.5 | Dropped - Units whose status does not meet NEEDS criteria
Sherwin Alumina | 54291 | 1 | Non-Fossil Waste | Texas | 6 | Dropped - Units whose status does not meet NEEDS criteria
Sherwin Alumina | 54291 | 2 | Non-Fossil Waste | Texas | 6 | Dropped - Units whose status does not meet NEEDS criteria
Sherwin Alumina | 54291 | 3 | Non-Fossil Waste | Texas | 6 | Dropped - Units whose status does not meet NEEDS criteria
Sherwin Alumina | 54291 | 4 | Non-Fossil Waste | Texas | 6 | Dropped - Units whose status does not meet NEEDS criteria
University of Texas at San Antonio | 54606 | GEN1 | Combustion Turbine | Texas | 3.3 | Dropped - Units whose status does not meet NEEDS criteria
CenturyLink Regional HQ | 54882 | GEN1 | Combustion Turbine | North Carolina | 0.6 | Dropped - Units whose status does not meet NEEDS criteria
Frontera Energy Center | 55098 | GEN1 | Combined Cycle | Texas | 177 | Dropped - Units whose status does not meet NEEDS criteria
Frontera Energy Center | 55098 | GEN2 | Combined Cycle | Texas | 177 | Dropped - Units whose status does not meet NEEDS criteria
Frontera Energy Center | 55098 | GEN3 | Combined Cycle | Texas | 181 | Dropped - Units whose status does not meet NEEDS criteria
Kennecott Power Plant | 56163 | 1 | Coal Steam | Utah | 50 | Dropped - Units whose status does not meet NEEDS criteria
Kennecott Power Plant | 56163 | 2 | Coal Steam | Utah | 25 | Dropped - Units whose status does not meet NEEDS criteria
Kennecott Power Plant | 56163 | 3 | Coal Steam | Utah | 25 | Dropped - Units whose status does not meet NEEDS criteria
Indian River BioEnergy Center | 58648 | ST803 | O/G Steam | Florida | 6.4 | Dropped - Units whose status does not meet NEEDS criteria
Teche | 1400 | 1 | O/G Steam | Louisiana | 15 | Dropped - Units whose status does not meet NEEDS criteria
C W Burdick | 2241 | 1 | O/G Steam | Nebraska | 16.5 | Dropped - Units whose status does not meet NEEDS criteria
C W Burdick | 2241 | 2 | O/G Steam | Nebraska | 22 | Dropped - Units whose status does not meet NEEDS criteria
Newton | 6017 | 2 | Coal Steam | Illinois | 600 | Dropped - Units whose status does not meet NEEDS criteria
Kalaheo Hydro | 10412 | KAL | Hydro | Hawaii | 1.1 | Dropped - Units whose status does not meet NEEDS criteria
LaO Energy Systems | 52006 | GEN7 | Combined Cycle | Louisiana | 95 | Dropped - Units whose status does not meet NEEDS criteria
El Sobrante Gas Recovery | 56534 | GEN1 | Landfill Gas | California | 1.3 | Dropped - Units whose status does not meet NEEDS criteria
El Sobrante Gas Recovery | 56534 | GEN2 | Landfill Gas | California | 1.3 | Dropped - Units whose status does not meet NEEDS criteria
El Sobrante Gas Recovery | 56534 | GEN3 | Landfill Gas | California | 1.3 | Dropped - Units whose status does not meet NEEDS criteria
Waste Management Simi Valley LFGTE | 56535 | GEN1 | Landfill Gas | California | 1.3 | Dropped - Units whose status does not meet NEEDS criteria
Waste Management Simi Valley LFGTE | 56535 | GEN2 | Landfill Gas | California | 1.3 | Dropped - Units whose status does not meet NEEDS criteria
Green Machine | 59282 | BBX00 | Fuel Cell | Maryland | 1.6 | Dropped - Units whose status does not meet NEEDS criteria
Mitchell (GA) | 727 | 3 | Coal Steam | Georgia | 155 | Dropped - Units whose status does not meet NEEDS criteria
Mitchell (GA) | 727 | 4A | Combustion Turbine | Georgia | 31 | Dropped - Units whose status does not meet NEEDS criteria
Mitchell (GA) | 727 | 4B | Combustion Turbine | Georgia | 31 | Dropped - Units whose status does not meet NEEDS criteria
Kraft | 733 | PWA | Combustion Turbine | Georgia | 17 | Dropped - Units whose status does not meet NEEDS criteria
Wanapum | 3888 | 3 | Hydro | Washington | 103.8 | Dropped - Units whose status does not meet NEEDS criteria
MVUT | 10600 | GEN1 | Combustion Turbine | California | 3.1 | Dropped - Units whose status does not meet NEEDS criteria
Marina Landfill Gas | 10748 | U3J98 | Landfill Gas | California | 1 | Dropped - Units whose status does not meet NEEDS criteria
ReEnergy Chateaugay Power Station | 50277 | GEN1 | Biomass | New York | 18 | Dropped - Units whose status does not meet NEEDS criteria
Santa Clara (85C) | 50534 | WGNS | Onshore Wind | California | 18 | Dropped - Units whose status does not meet NEEDS criteria
Des Moines Wastewater Reclamation Fac | 50932 | 01 | Non-Fossil Waste | Iowa | 0.6 | Dropped - Units whose status does not meet NEEDS criteria
Des Moines Wastewater Reclamation Fac | 50932 | 02 | Non-Fossil Waste | Iowa | 0.6 | Dropped - Units whose status does not meet NEEDS criteria
Des Moines Wastewater Reclamation Fac | 50932 | 03 | Non-Fossil Waste | Iowa | 0.6 | Dropped - Units whose status does not meet NEEDS criteria
Winnebago County Landfill Gas | 50936 | EG1 | Landfill Gas | Wisconsin | 0.9 | Dropped - Units whose status does not meet NEEDS criteria
Alakanuk | 57053 | UNIT1 | Combustion Turbine | Alaska | 0.4 | Dropped - Units whose status does not meet NEEDS criteria
Alakanuk | 57053 | UNIT2 | Combustion Turbine | Alaska | 0.5 | Dropped - Units whose status does not meet NEEDS criteria
Alakanuk | 57053 | UNIT3 | Combustion Turbine | Alaska | 0.4 | Dropped - Units whose status does not meet NEEDS criteria
Nine Mile Gas Processing Plant | 57132 | 1 | Combustion Turbine | Oklahoma | 2 | Dropped - Units whose status does not meet NEEDS criteria
Nine Mile Gas Processing Plant | 57132 | 2 | Combustion Turbine | Oklahoma | 2.1 | Dropped - Units whose status does not meet NEEDS criteria
Nine Mile Gas Processing Plant | 57132 | 3 | Combustion Turbine | Oklahoma | 2.1 | Dropped - Units whose status does not meet NEEDS criteria
Beacon Power Flywheel System 2 | 57712 | TYN2 | Energy Storage | Massachusetts | 2 | Dropped - Units whose status does not meet NEEDS criteria
Twin Falls (MI) | 1784 | 1 | Hydro | Michigan | 1.3 | Dropped - Units whose status does not meet NEEDS criteria
Twin Falls (MI) | 1784 | 2 | Hydro | Michigan | 1.3 | Dropped - Units whose status does not meet NEEDS criteria
Twin Falls (MI) | 1784 | 3 | Hydro | Michigan | 1.3 | Dropped - Units whose status does not meet NEEDS criteria
Twin Falls (MI) | 1784 | 4 | Hydro | Michigan | 1.2 | Dropped - Units whose status does not meet NEEDS criteria
Twin Falls (MI) | 1784 | 5 | Hydro | Michigan | 1.2 | Dropped - Units whose status does not meet NEEDS criteria
Sweatt | 2048 | 1 | O/G Steam | Mississippi | 46 | Dropped - Units whose status does not meet NEEDS criteria
Sweatt | 2048 | 2 | O/G Steam | Mississippi | 46 | Dropped - Units whose status does not meet NEEDS criteria
Marshall (MO) | 2144 | 4 | Coal Steam | Missouri | 5.8 | Dropped - Units whose status does not meet NEEDS criteria
TalenEnergy Martins Creek LLC Harrisburg | 3143 | CTG4 | Combustion Turbine | Pennsylvania | 14 | Dropped - Units whose status does not meet NEEDS criteria
Block Island | 6567 | 22 | Combustion Turbine | Rhode Island | 1.2 | Dropped - Units whose status does not meet NEEDS criteria
Tipton | 8106 | 4 | Combustion Turbine | Iowa | 0.3 | Dropped - Units whose status does not meet NEEDS criteria
Marina Landfill Gas | 10748 | U4J08 | Landfill Gas | California | 1.4 | Dropped - Units whose status does not meet NEEDS criteria
American Eagle Paper Mills | 50284 | TG3 | Coal Steam | Pennsylvania | 2.5 | Dropped - Units whose status does not meet NEEDS criteria
American Eagle Paper Mills | 50284 | TG4 | Coal Steam | Pennsylvania | 4.5 | Dropped - Units whose status does not meet NEEDS criteria
American Eagle Paper Mills | 50284 | TG5 | Coal Steam | Pennsylvania | 3 | Dropped - Units whose status does not meet NEEDS criteria
American Eagle Paper Mills | 50284 | TG6 | Coal Steam | Pennsylvania | 7 | Dropped - Units whose status does not meet NEEDS criteria
General Mills West Chicago | 54924 | 1 | Combustion Turbine | Illinois | 0.8 | Dropped - Units whose status does not meet NEEDS criteria
General Mills West Chicago | 54924 | 2 | Combustion Turbine | Illinois | 0.8 | Dropped - Units whose status does not meet NEEDS criteria
General Mills West Chicago | 54924 | 3 | Combustion Turbine | Illinois | 0.8 | Dropped - Units whose status does not meet NEEDS criteria
General Mills West Chicago | 54924 | 4 | Combustion Turbine | Illinois | 0.8 | Dropped - Units whose status does not meet NEEDS criteria
General Mills West Chicago | 54924 | 5 | Combustion Turbine | Illinois | 0.8 | Dropped - Units whose status does not meet NEEDS criteria
General Mills West Chicago | 54924 | 6 | Combustion Turbine | Illinois | 0.8 | Dropped - Units whose status does not meet NEEDS criteria
General Mills West Chicago | 54924 | 7 | Combustion Turbine | Illinois | 0.8 | Dropped - Units whose status does not meet NEEDS criteria
General Mills West Chicago | 54924 | 8 | Combustion Turbine | Illinois | 0.8 | Dropped - Units whose status does not meet NEEDS criteria
Mabelvale | 171 | 1 | Combustion Turbine | Arkansas | 14.1 | Dropped - Units whose status does not meet NEEDS criteria
Mabelvale | 171 | 3 | Combustion Turbine | Arkansas | 14.1 | Dropped - Units whose status does not meet NEEDS criteria
Michoud | 1409 | 2 | O/G Steam | Louisiana | 241.6 | Dropped - Units whose status does not meet NEEDS criteria
Michoud | 1409 | 3 | O/G Steam | Louisiana | 543.8 | Dropped - Units whose status does not meet NEEDS criteria
River Rouge | 1740 | 2 | Coal Steam | Michigan | 251 | Dropped - Units whose status does not meet NEEDS criteria
James De Young | 1830 | 3 | Coal Steam | Michigan | 10.5 | Dropped - Units whose status does not meet NEEDS criteria
Austin Northeast | 1961 | 1 | O/G Steam | Minnesota | 28 | Dropped - Units whose status does not meet NEEDS criteria
Boomer Lake Station | 3000 | 2 | O/G Steam | Oklahoma | 13 | Dropped - Units whose status does not meet NEEDS criteria
Provo | 3686 | 4 | O/G Steam | Utah | 9.2 | Dropped - Units whose status does not meet NEEDS criteria
Provo | 3686 | 5 | Combustion Turbine | Utah | 2.5 | Dropped - Units whose status does not meet NEEDS criteria
Provo | 3686 | 6 | Combustion Turbine | Utah | 2.5 | Dropped - Units whose status does not meet NEEDS criteria
Provo | 3686 | 7 | Combustion Turbine | Utah | 2.5 | Dropped - Units whose status does not meet NEEDS criteria
Provo | 3686 | 8 | Combustion Turbine | Utah | 2.5 | Dropped - Units whose status does not meet NEEDS criteria
Valdez | 6306 | 1 | Combustion Turbine | Alaska | 0.5 | Dropped - Units whose status does not meet NEEDS criteria
Valdez | 6306 | 2 | Combustion Turbine | Alaska | 0.5 | Dropped - Units whose status does not meet NEEDS criteria
Valdez | 6306 | 3 | Combustion Turbine | Alaska | 0.5 | Dropped - Units whose status does not meet NEEDS criteria
Emmonak | 6314 | 5a | Combustion Turbine | Alaska | 0.5 | Dropped - Units whose status does not meet NEEDS criteria
Hooper Bay | 6319 | 5 | Combustion Turbine | Alaska | 0.5 | Dropped - Units whose status does not meet NEEDS criteria
Georgia-Pacific Palatka Operations | 10611 | GEN2 | O/G Steam | Florida | 7 | Dropped - Units whose status does not meet NEEDS criteria
Aliso Water Management Agency | 10820 | GEN3 | Non-Fossil Waste | California | 0.4 | Dropped - Units whose status does not meet NEEDS criteria
San Joaquin Cogen | 50062 | GEN1 | Combustion Turbine | California | 48 | Dropped - Units whose status does not meet NEEDS criteria
Glenns Ferry Cogen Facility | 54578 | 1001 | Combined Cycle | Idaho | 10.4 | Dropped - Units whose status does not meet NEEDS criteria
Hueco Mountain Wind Ranch | 55578 | EXIS | Onshore Wind | Texas | 1.3 | Dropped - Units whose status does not meet NEEDS criteria
Harrisonburg Power Plant | 56006 | ST-1 | O/G Steam | Virginia | 2.7 | Dropped - Units whose status does not meet NEEDS criteria
Wood River | 898 | 4 | Coal Steam | Illinois | 89 | Dropped - Units whose status does not meet NEEDS criteria
Wood River | 898 | 5 | Coal Steam | Illinois | 371 | Dropped - Units whose status does not meet NEEDS criteria
Riverside (MD) | 1559 | 4 | O/G Steam | Maryland | 74 | Dropped - Units whose status does not meet NEEDS criteria
Wyandotte | 1866 | 5 | O/G Steam | Michigan | 22 | Dropped - Units whose status does not meet NEEDS criteria
Wyandotte | 1866 | 6 | O/G Steam | Michigan | 7.5 | Dropped - Units whose status does not meet NEEDS criteria
B L England | 2378 | IC1 | Combustion Turbine | New Jersey | 2 | Dropped - Units whose status does not meet NEEDS criteria
B L England | 2378 | IC2 | Combustion Turbine | New Jersey | 2 | Dropped - Units whose status does not meet NEEDS criteria
B L England | 2378 | IC3 | Combustion Turbine | New Jersey | 2 | Dropped - Units whose status does not meet NEEDS criteria
B L England | 2378 | IC4 | Combustion Turbine | New Jersey | 2 | Dropped - Units whose status does not meet NEEDS criteria
Avon Lake | 2836 | 7 | Coal Steam | Ohio | 70 | Dropped - Units whose status does not meet NEEDS criteria
Endicott Station | 4259 | 1 | Coal Steam | Michigan | 55 | Dropped - Units whose status does not meet NEEDS criteria
Jasper 2 | 6225 | 1 | Coal Steam | Indiana | 13.6 | Dropped - Units whose status does not meet NEEDS criteria
Portsmouth Genco LLC | 10071 | GEN1 | Coal Steam | Virginia | 57.5 | Dropped - Units whose status does not meet NEEDS criteria
Portsmouth Genco LLC | 10071 | GEN2 | Coal Steam | Virginia | 57.5 | Dropped - Units whose status does not meet NEEDS criteria
Grossmont Hospital | 10115 | GEN1 | Combustion Turbine | California | 0.8 | Dropped - Units whose status does not meet NEEDS criteria
Grossmont Hospital | 10115 | GEN2 | Combustion Turbine | California | 0.8 | Dropped - Units whose status does not meet NEEDS criteria
Anson Abenaki Hydros | 10186 | STG1 | O/G Steam | Maine | 2 | Dropped - Units whose status does not meet NEEDS criteria
Wabash Valley Power IGCC | 57842 | 1 | IGCC | Indiana | 85 | Dropped - Units whose status does not meet NEEDS criteria
WSACC Power Generation Facility | 58518 | 1 | Non-Fossil Waste | North Carolina | 0.8 | Dropped - Units whose status does not meet NEEDS criteria
Hidden View Dairy, LLC | 59260 | HV2 | Non-Fossil Waste | Indiana | 0.3 | Dropped - Units whose status does not meet NEEDS criteria
Colbert | 47 | 1 | Coal Steam | Alabama | 178 | Dropped - Units whose status does not meet NEEDS criteria
Colbert | 47 | 2 | Coal Steam | Alabama | 178 | Dropped - Units whose status does not meet NEEDS criteria
Colbert | 47 | 3 | Coal Steam | Alabama | 178 | Dropped - Units whose status does not meet NEEDS criteria
Colbert | 47 | 4 | Coal Steam | Alabama | 178 | Dropped - Units whose status does not meet NEEDS criteria
Colbert | 47 | 5 | Coal Steam | Alabama | 472 | Dropped - Units whose status does not meet NEEDS criteria
Eagle Valley (IN) | 991 | 3 | Coal Steam | Indiana | 40 | Dropped - Units whose status does not meet NEEDS criteria
Eagle Valley (IN) | 991 | 4 | Coal Steam | Indiana | 56 | Dropped - Units whose status does not meet NEEDS criteria
Eagle Valley (IN) | 991 | 5 | Coal Steam | Indiana | 62 | Dropped - Units whose status does not meet NEEDS criteria
Eagle Valley (IN) | 991 | 6 | Coal Steam | Indiana | 99 | Dropped - Units whose status does not meet NEEDS criteria
Eagle Valley (IN) | 991 | IC1 | Combustion Turbine | Indiana | 3 | Dropped - Units whose status does not meet NEEDS criteria
Wabash River | 1010 | 2 | Coal Steam | Indiana | 85 | Dropped - Units whose status does not meet NEEDS criteria
Wabash River | 1010 | 3 | Coal Steam | Indiana | 85 | Dropped - Units whose status does not meet NEEDS criteria
Wabash River | 1010 | 4 | Coal Steam | Indiana | 85 | Dropped - Units whose status does not meet NEEDS criteria
Wabash River | 1010 | 5 | Coal Steam | Indiana | 95 | Dropped - Units whose status does not meet NEEDS criteria
George Neal North | 1091 | 1 | Coal Steam | Iowa | 134.3 | Dropped - Units whose status does not meet NEEDS criteria
George Neal North | 1091 | 2 | Coal Steam | Iowa | 283.7 | Dropped - Units whose status does not meet NEEDS criteria
Dale | 1385 | 3 | Coal Steam | Kentucky | 74 | Dropped - Units whose status does not meet NEEDS criteria
Dale | 1385 | 4 | Coal Steam | Kentucky | 75 | Dropped - Units whose status does not meet NEEDS criteria
B C Cobb | 1695 | 4 | Coal Steam | Michigan | 156 | Dropped - Units whose status does not meet NEEDS criteria
B C Cobb | 1695 | 5 | Coal Steam | Michigan | 156 | Dropped - Units whose status does not meet NEEDS criteria
J C Weadock | 1720 | 7 | Coal Steam | Michigan | 152 | Dropped - Units whose status does not meet NEEDS criteria
J C Weadock | 1720 | 8 | Coal Steam | Michigan | 151 | Dropped - Units whose status does not meet NEEDS criteria
J R Whiting | 1723 | 1 | Coal Steam | Michigan | 102 | Dropped - Units whose status does not meet NEEDS criteria
J R Whiting | 1723 | 2 | Coal Steam | Michigan | 95 | Dropped - Units whose status does not meet NEEDS criteria
J R Whiting | 1723 | 3 | Coal Steam | Michigan | 122 | Dropped - Units whose status does not meet NEEDS criteria
Trenton Channel | 1745 | 7 | Coal Steam | Michigan | 110 | Dropped - Units whose status does not meet NEEDS criteria
Lanesboro | 1987 | 3 | Combustion Turbine | Minnesota | 0.8 | Dropped - Units whose status does not meet NEEDS criteria
Montrose | 2080 | 1 | Coal Steam | Missouri | 170 | Dropped - Units whose status does not meet NEEDS criteria
Columbia (MO) | 2123 | 5 | Coal Steam | Missouri | 16.5 | Dropped - Units whose status does not meet NEEDS criteria
Laurel | 2249 | 4 | Combustion Turbine | Nebraska | 0.3 | Dropped - Units whose status does not meet NEEDS criteria
Northeastern | 2963 | 4 | Coal Steam | Oklahoma | 460 | Dropped - Units whose status does not meet NEEDS criteria
Silas Ray | 3559 | 5 | O/G Steam | Texas | 18 | Dropped - Units whose status does not meet NEEDS criteria
Welsh | 6139 | 2 | Coal Steam | Texas | 528 | Dropped - Units whose status does not meet NEEDS criteria
Milwaukee County | 7549 | 1 | Coal Steam | Wisconsin | 7 | Dropped - Units whose status does not meet NEEDS criteria
Port Townsend Paper | 50544 | GEN4 | Non-Fossil Waste | Washington | 3 | Dropped - Units whose status does not meet NEEDS criteria
Baytown | 55551 | UNT1 | Landfill Gas | Texas | 1 | Dropped - Units whose status does not meet NEEDS criteria
Baytown | 55551 | UNT2 | Landfill Gas | Texas | 1 | Dropped - Units whose status does not meet NEEDS criteria
Baytown | 55551 | UNT3 | Landfill Gas | Texas | 1 | Dropped - Units whose status does not meet NEEDS criteria
Baytown | 55551 | UNT4 | Landfill Gas | Texas | 1 | Dropped - Units whose status does not meet NEEDS criteria
Bluebonnet | 55552 | UNT1 | Landfill Gas | Texas | 1 | Dropped - Units whose status does not meet NEEDS criteria
Bluebonnet | 55552 | UNT2 | Landfill Gas | Texas | 1 | Dropped - Units whose status does not meet NEEDS criteria
Bluebonnet | 55552 | UNT3 | Landfill Gas | Texas | 1 | Dropped - Units whose status does not meet NEEDS criteria
Bluebonnet | 55552 | UNT4 | Landfill Gas | Texas | 1 | Dropped - Units whose status does not meet NEEDS criteria
GRS Sunset Farms | 55588 | 1 | Landfill Gas | Texas | 0.9 | Dropped - Units whose status does not meet NEEDS criteria
GRS Sunset Farms | 55588 | 2 | Landfill Gas | Texas | 0.9 | Dropped - Units whose status does not meet NEEDS criteria
GRS Sunset Farms | 55588 | 3 | Landfill Gas | Texas | 0.9 | Dropped - Units whose status does not meet NEEDS criteria
GRS Sunset Farms | 55588 | 4 | Landfill Gas | Texas | 0.9 | Dropped - Units whose status does not meet NEEDS criteria
East. Michigan Univ. Heating Plant | 59452 | COGEN | Combustion Turbine | Michigan | 4.1 | Dropped - Units whose status does not meet NEEDS criteria
G E Turner | 629 | P1 | Combustion Turbine | Florida | 10 | Dropped - Units whose status does not meet NEEDS criteria
G E Turner | 629 | P2 | Combustion Turbine | Florida | 10 | Dropped - Units whose status does not meet NEEDS criteria
G E Turner | 629 | P4 | Combustion Turbine | Florida | 59 | Dropped - Units whose status does not meet NEEDS criteria
Rio Pinar | 637 | P1 | Combustion Turbine | Florida | 12 | Dropped - Units whose status does not meet NEEDS criteria
Lansing Smith | 643 | 1 | Coal Steam | Florida | 162 | Dropped - Units whose status does not meet NEEDS criteria
Lansing Smith | 643 | 2 | Coal Steam | Florida | 195 | Dropped - Units whose status does not meet NEEDS criteria
Palmyra Municipal | 2150 | 2 | Combustion Turbine | Missouri | 0.4 | Dropped - Units whose status does not meet NEEDS criteria
Palmyra Municipal | 2150 | 3 | Combustion Turbine | Missouri | 1.2 | Dropped - Units whose status does not meet NEEDS criteria
Palmyra Municipal | 2150 | 4 | Combustion Turbine | Missouri | 0.7 | Dropped - Units whose status does not meet NEEDS criteria
Palmyra Municipal | 2150 | 6 | Combustion Turbine | Missouri | 2 | Dropped - Units whose status does not meet NEEDS criteria
Palmyra Municipal | 2150 | IC7 | Combustion Turbine | Missouri | 1.7 | Dropped - Units whose status does not meet NEEDS criteria
Chappell | 2230 | 1 | Combustion Turbine | Nebraska | 0.1 | Dropped - Units whose status does not meet NEEDS criteria
Laurel | 2249 | 3 | Combustion Turbine | Nebraska | 0.5 | Dropped - Units whose status does not meet NEEDS criteria
C R Huntley Generating Station | 2549 | 67 | Coal Steam | New York | 190 | Dropped - Units whose status does not meet NEEDS criteria
C R Huntley Generating Station | 2549 | S68 | Coal Steam | New York | 190 | Dropped - Units whose status does not meet NEEDS criteria
D G Hunter | 6558 | 3 | O/G Steam | Louisiana | 50 | Dropped - Units whose status does not meet NEEDS criteria
D G Hunter | 6558 | 4 | O/G Steam | Louisiana | 80 | Dropped - Units whose status does not meet NEEDS criteria
Palmyra Municipal 2 | 7304 | IC10 | Combustion Turbine | Missouri | 3.5 | Dropped - Units whose status does not meet NEEDS criteria
Palmyra Municipal 2 | 7304 | IC9 | Combustion Turbine | Missouri | 3.5 | Dropped - Units whose status does not meet NEEDS criteria
Warm Springs Forest Products | 50426 | GEN1 | Biomass | Oregon | 2.6 | Dropped - Units whose status does not meet NEEDS criteria
Warm Springs Forest Products | 50426 | GEN2 | Biomass | Oregon | 2.6 | Dropped - Units whose status does not meet NEEDS criteria
Warm Springs Forest Products | 50426 | GEN3 | Biomass | Oregon | 2.6 | Dropped - Units whose status does not meet NEEDS criteria
Vanderbilt University Power Plant | 52048 | GT1 | Combustion Turbine | Tennessee | 4 | Dropped - Units whose status does not meet NEEDS criteria
Milagro Cogeneration Plant | 54814 | GENA | Combustion Turbine | New Mexico | 30.4 | Dropped - Units whose status does not meet NEEDS criteria
Milagro Cogeneration Plant | 54814 | GENB | Combustion Turbine | New Mexico | 30.4 | Dropped - Units whose status does not meet NEEDS criteria
Milagro Cogeneration Plant | 54814 | GO1A | Combustion Turbine | New Mexico | 30.4 | Dropped - Units whose status does not meet NEEDS criteria
Milagro Cogeneration Plant | 54814 | GO1B | Combustion Turbine | New Mexico | 30.4 | Dropped - Units whose status does not meet NEEDS criteria
Harford Waste to Energy Facility | 54935 | 001 | Municipal Solid Waste | Maryland | 1.1 | Dropped - Units whose status does not meet NEEDS criteria
Portsmouth Wind Turbine | 57350 | WTG-1 | Onshore Wind | Rhode Island | 1.5 | Dropped - Units whose status does not meet NEEDS criteria
McKinney LFG | 57508 | GEN1 | Landfill Gas | Texas | 1.4 | Dropped - Units whose status does not meet NEEDS criteria
McKinney LFG | 57508 | GEN2 | Landfill Gas | Texas | 1.4 | Dropped - Units whose status does not meet NEEDS criteria
Mesa Solar Array | 58466 | MSA1 | Solar PV | Arizona | 4 | Dropped - Units whose status does not meet NEEDS criteria
Coggon | 1132 | IC1 | Combustion Turbine | Iowa | 0.6 | Dropped - Units whose status does not meet NEEDS criteria
Quindaro | 1295 | GT1 | Combustion Turbine | Kansas | 13 | Dropped - Units whose status does not meet NEEDS criteria
St Francis | 1321 | 3 | Combustion Turbine | Kansas | 0.8 | Dropped - Units whose status does not meet NEEDS criteria
Perryman | 1556 | GT2 | Combustion Turbine | Maryland | 51 | Dropped - Units whose status does not meet NEEDS criteria
Permian Basin | 3494 | 5 | O/G Steam | Texas | 112 | Dropped - Units whose status does not meet NEEDS criteria
Permian Basin | 3494 | 6 | O/G Steam | Texas | 515 | Dropped - Units whose status does not meet NEEDS criteria
New Milford Gas Recovery | 50564 | GEN3 | Landfill Gas | Connecticut | 0.8 | Dropped - Units whose status does not meet NEEDS criteria
Uncasville Mill | 50801 | GEN1 | O/G Steam | Connecticut | 1.3 | Dropped - Units whose status does not meet NEEDS criteria
R & R Lumber | 50945 | ST1 | Biomass | Oregon | 1.4 | Dropped - Units whose status does not meet NEEDS criteria
Franklin/Grays | 56017 | GT1 | Combustion Turbine | Washington | 10.5 | Dropped - Units whose status does not meet NEEDS criteria
Franklin/Grays | 56017 | GT2 | Combustion Turbine | Washington | 10.5 | Dropped - Units whose status does not meet NEEDS criteria
Franklin/Grays | 56017 | GT3 | Combustion Turbine | Washington | 10.5 | Dropped - Units whose status does not meet NEEDS criteria
Franklin/Grays | 56017 | GT4 | Combustion Turbine | Washington | 10.5 | Dropped - Units whose status does not meet NEEDS criteria
North Hollywood | 57854 | 2T3 | Hydro | California | 0.5 | Dropped - Units whose status does not meet NEEDS criteria
Buena Vista Biomass Power | 58472 | 1 | Biomass | California | 17.8 | Dropped - Units whose status does not meet NEEDS criteria
Logansport | 1032 | 4 | Coal Steam | Indiana | 16.5 | Dropped - Units whose status does not meet NEEDS criteria
Logansport | 1032 | 5 | Coal Steam | Indiana | 22 | Dropped - Units whose status does not meet NEEDS criteria
Logansport | 1032 | 6 | Combustion Turbine | Indiana | 15 | Dropped - Units whose status does not meet NEEDS criteria
Mulvane Power Plant | 1308 | 1 | Combustion Turbine | Kansas | 0.2 | Dropped - Units whose status does not meet NEEDS criteria
Mulvane Power Plant | 1308 | 2 | Combustion Turbine | Kansas | 0.2 | Dropped - Units whose status does not meet NEEDS criteria
Mulvane Power Plant | 1308 | 3 | Combustion Turbine | Kansas | 1.2 | Dropped - Units whose status does not meet NEEDS criteria
Mulvane Power Plant | 1308 | 4 | Combustion Turbine | Kansas | 1.2 | Dropped - Units whose status does not meet NEEDS criteria
Mulvane Power Plant | 1308 | 5 | Combustion Turbine | Kansas | 0.6 | Dropped - Units whose status does not meet NEEDS criteria
Mulvane Power Plant | 1308 | 6 | Combustion Turbine | Kansas | 1.9 | Dropped - Units whose status does not meet NEEDS criteria
Mulvane Power Plant | 1308 | 7 | Combustion Turbine | Kansas | 0.6 | Dropped - Units whose status does not meet NEEDS criteria
Mulvane Power Plant | 1308 | 8 | Combustion Turbine | Kansas | 0.5 | Dropped - Units whose status does not meet NEEDS criteria
Escanaba | 1771 | 1 | Coal Steam | Michigan | 13 | Dropped - Units whose status does not meet NEEDS criteria
Escanaba | 1771 | 2 | Coal Steam | Michigan | 13 | Dropped - Units whose status does not meet NEEDS criteria
Escanaba | 1771 | 3 | Combustion Turbine | Michigan | 12.5 | Dropped - Units whose status does not meet NEEDS criteria
Missouri City | 2171 | 1 | Coal Steam | Missouri | 19 | Dropped - Units whose status does not meet NEEDS criteria
Missouri City | 2171 | 2 | Coal Steam | Missouri | 19 | Dropped - Units whose status does not meet NEEDS criteria
Coal Creek | 6030 | 3 | Combustion Turbine | North Dakota | 3 | Dropped - Units whose status does not meet NEEDS criteria
Cutrale Citrus Juices USA I | 10020 | GEN2 | Combustion Turbine | Florida | 4.3 | Dropped - Units whose status does not meet NEEDS criteria
Hampton Facility | 10108 | GEN6 | Combustion Turbine | New Hampshire | 0.7 | Dropped - Units whose status does not meet NEEDS criteria
Central Plant | 10280 | ENG2 | Combustion Turbine | South Carolina | 1.1 | Dropped - Units whose status does not meet NEEDS criteria
Central Plant | 10280 | ENG4 | Combustion Turbine | South Carolina | 1.1 | Dropped - Units whose status does not meet NEEDS criteria
Domtar Paper Co LLC Plymouth NC | 50189 | TG8 | Non-Fossil Waste | North Carolina | 23.8 | Dropped - Units whose status does not meet NEEDS criteria
Oildale Energy LLC | 54371 | ODC1 | Combustion Turbine | California | 40 | Dropped - Units whose status does not meet NEEDS criteria
MPEA Energy Center | 55067 | GEN1 | Combustion Turbine | Illinois | 1.1 | Dropped - Units whose status does not meet NEEDS criteria
MPEA Energy Center | 55067 | GEN2 | Combustion Turbine | Illinois | 1.1 | Dropped - Units whose status does not meet NEEDS criteria
MPEA Energy Center | 55067 | GEN3 | Combustion Turbine | Illinois | 1.1 | Dropped - Units whose status does not meet NEEDS criteria
SPFT - Newberg Cogen | 56124 | TG2 | Biomass | Oregon | 11.9 | Dropped - Units whose status does not meet NEEDS criteria
Fauquier Landfill Gas | 56318 | 1 | Landfill Gas | Virginia | 1 | Dropped - Units whose status does not meet NEEDS criteria
Fauquier Landfill Gas | 56318 | 2 | Landfill Gas | Virginia | 1 | Dropped - Units whose status does not meet NEEDS criteria
Kearny | 303 | KEA2 | Combustion Turbine | California | 59 | Dropped - Units whose status does not meet NEEDS criteria
El Segundo Power | 330 | 4 | O/G Steam | California | 335 | Dropped - Units whose status does not meet NEEDS criteria
Scattergood | 404 | 3 | O/G Steam | California | 445 | Dropped - Units whose status does not meet NEEDS criteria
Zuni | 478 | 2 | O/G Steam | Colorado | 60 | Dropped - Units whose status does not meet NEEDS criteria
C D McIntosh Jr | 676 | ST1 | O/G Steam | Florida | 85 | Dropped - Units whose status does not meet NEEDS criteria
E D Edwards | 856 | 1 | Coal Steam | Illinois | 95 | Dropped - Units whose status does not meet NEEDS criteria
Peru (IN) | 1037 | 2 | Coal Steam | Indiana | 20 | Dropped - Units whose status does not meet NEEDS criteria
Peru (IN) | 1037 | 3 | Coal Steam | Indiana | 12 | Dropped - Units whose status does not meet NEEDS criteria
Eckert Station | 1831 | 3 | Coal Steam | Michigan | 30.6 | Dropped - Units whose status does not meet NEEDS criteria
Silver Lake | 2008 | 1 | Coal Steam | Minnesota | 6.6 | Dropped - Units whose status does not meet NEEDS criteria
Silver Lake | 2008 | 2 | Coal Steam | Minnesota | 7 | Dropped - Units whose status does not meet NEEDS criteria
Silver Lake | 2008 | 3 | Coal Steam | Minnesota | 20 | Dropped - Units whose status does not meet NEEDS criteria
Silver Lake | 2008 | 4 | Coal Steam | Minnesota | 46.4 | Dropped - Units whose status does not meet NEEDS criteria
Chamois | 2169 | 1 | Coal Steam | Missouri | 16 | Dropped - Units whose status does not meet NEEDS criteria
Chamois | 2169 | 2 | Coal Steam | Missouri | 47 | Dropped - Units whose status does not meet NEEDS criteria
Mustang | 2953 | 1 | O/G Steam | Oklahoma | 0 | Dropped - Units whose status does not meet NEEDS criteria
Mustang | 2953 | 2 | O/G Steam | Oklahoma | 0 | Dropped - Units whose status does not meet NEEDS criteria
Seminole | 2956 | GT1 | Combustion Turbine | Oklahoma | 0 | Dropped - Units whose status does not meet NEEDS criteria
Johnsonville | 3406 | 10 | Coal Steam | Tennessee | 141 | Dropped - Units whose status does not meet NEEDS criteria
Johnsonville | 3406 | 5 | Coal Steam | Tennessee | 107 | Dropped - Units whose status does not meet NEEDS criteria
Johnsonville | 3406 | 6 | Coal Steam | Tennessee | 107 | Dropped - Units whose status does not meet NEEDS criteria
Johnsonville | 3406 | 7 | Coal Steam | Tennessee | 141 | Dropped - Units whose status does not meet NEEDS criteria
Johnsonville | 3406 | 8 | Coal Steam | Tennessee | 141 | Dropped - Units whose status does not meet NEEDS criteria
Johnsonville | 3406 | 9 | Coal Steam | Tennessee | 141 | Dropped - Units whose status does not meet NEEDS criteria
J Robert Massengale | 3604 | 4 | O/G Steam | Texas | 10 | Dropped - Units whose status does not meet NEEDS criteria
J Robert Massengale | 3604 | 5 | O/G Steam | Texas | 10 | Dropped - Units whose status does not meet NEEDS criteria
Clinch River | 3775 | 3 | Coal Steam | Virginia | 230 | Dropped - Units whose status does not meet NEEDS criteria
Edgewater | 4050 | 3 | Coal Steam | Wisconsin | 47.2 | Dropped - Units whose status does not meet NEEDS criteria
Nelson Dewey Generating Station | 4054 | 1 | Coal Steam | Wisconsin | 103.9 | Dropped - Units whose status does not meet NEEDS criteria
Nelson Dewey Generating Station | 4054 | 2 | Coal Steam | Wisconsin | 105.2 | Dropped - Units whose status does not meet NEEDS criteria
Mountain Village | 6329 | 4 | Combustion Turbine | Alaska | 0.6 | Dropped - Units whose status does not meet NEEDS criteria
Shipman | 6478 | 3 | O/G Steam | Hawaii | 7.5 | Dropped - Units whose status does not meet NEEDS criteria
Shipman | 6478 | 4 | O/G Steam | Hawaii | 7.5 | Dropped - Units whose status does not meet NEEDS criteria
Ponnequin | 7937 | 30 | Onshore Wind | Colorado | 9.9 | Dropped - Units whose status does not meet NEEDS criteria
Ponnequin | 7937 | 8 | Onshore Wind | Colorado | 15.4 | Dropped - Units whose status does not meet NEEDS criteria
General Mills Operations Lodi | 10031 | 1 | Combustion Turbine | California | 3.2 | Dropped - Units whose status does not meet NEEDS criteria
Powertrain Warren General Motors | 10032 | GT1 | Combustion Turbine | Michigan | 2.7 | Dropped - Units whose status does not meet NEEDS criteria
Cutrale Citrus Juices USA II | 10188 | GEN5 | Combustion Turbine | Florida | 3 | Dropped - Units whose status does not meet NEEDS criteria
Sunray 2 | 10437 | GEN1 | Solar Thermal | California | 13.8 | Dropped - Units whose status does not meet NEEDS criteria
Sunray 3 | 10438 | GEN1 | Solar Thermal | California | 30 | Dropped - Units whose status does not meet NEEDS criteria
VC Porterdale Hydroelectric | 50242 | TB-1 | Hydro | Georgia | 1.2 | Dropped - Units whose status does not meet NEEDS criteria
VC Porterdale Hydroelectric | 50242 | TB-2 | Hydro | Georgia | 1.2 | Dropped - Units whose status does not meet NEEDS criteria
Fairfield Works | 50730 | GEN1 | Fossil Waste | Alabama | 20 | Dropped - Units whose status does not meet NEEDS criteria
Fairfield Works | 50730 | GEN2 | Fossil Waste | Alabama | 20 | Dropped - Units whose status does not meet NEEDS criteria
Fairfield Works | 50730 | GEN3 | Fossil Waste | Alabama | 20 | Dropped - Units whose status does not meet NEEDS criteria
Fairfield Works | 50730 | GEN4 | Fossil Waste | Alabama | 20 | Dropped - Units whose status does not meet NEEDS criteria
RockTenn Coshocton Mill | 50811 | GEN1 | Biomass | Ohio | 12 | Dropped - Units whose status does not meet NEEDS criteria
Lincoln Paper & Tissue | 54587 | TG-3 | Biomass | Maine | 9 | Dropped - Units whose status does not meet NEEDS criteria
Mingo Junction Energy Center | 55611 | GEN1 | Fossil Waste | Ohio | 30 | Dropped - Units whose status does not meet NEEDS criteria
Roxana Resource Recovery | 55759 | RX1 | Landfill Gas | Illinois | 0.9 | Dropped - Units whose status does not meet NEEDS criteria
Roxana Resource Recovery | 55759 | RX2 | Landfill Gas | Illinois | 0.9 | Dropped - Units whose status does not meet NEEDS criteria
Roxana Resource Recovery | 55759 | RX3 | Landfill Gas | Illinois | 0.9 | Dropped - Units whose status does not meet NEEDS criteria
Roxana Resource Recovery | 55759 | RX4 | Landfill Gas | Illinois | 0.9 | Dropped - Units whose status does not meet NEEDS criteria
Brickyard Energy Partners LLC | 55762 | BR1 | Landfill Gas | Illinois | 0.9 | Dropped - Units whose status does not meet NEEDS criteria
Brickyard Energy Partners LLC | 55762 | BR2 | Landfill Gas | Illinois | 0.9 | Dropped - Units whose status does not meet NEEDS criteria
Brickyard Energy Partners LLC | 55762 | BR3 | Landfill Gas | Illinois | 0.9 | Dropped - Units whose status does not meet NEEDS criteria
Brickyard Energy Partners LLC | 55762 | BR5 | Landfill Gas | Illinois | 0.9 | Dropped - Units whose status does not meet NEEDS criteria
Upper Rock Energy Partners LLC | 55764 | UR1 | Landfill Gas | Illinois | 0.9 | Dropped - Units whose status does not meet NEEDS criteria
Upper Rock Energy Partners LLC | 55764 | UR2 | Landfill Gas | Illinois | 0.9 | Dropped - Units whose status does not meet NEEDS criteria
Upper Rock Energy Partners LLC | 55764 | UR3 | Landfill Gas | Illinois | 0.9 | Dropped - Units whose status does not meet NEEDS criteria
Upper Rock Energy Partners LLC | 55764 | UR4 | Landfill Gas | Illinois | 0.9 | Dropped - Units whose status does not meet NEEDS criteria
L J Trust | 56216 | LJT2 | Onshore Wind | Iowa | 2 | Dropped - Units whose status does not meet NEEDS criteria
Zachary Ridge LLC | 56218 | ZR2 | Onshore Wind | Iowa | 2 | Dropped - Units whose status does not meet NEEDS criteria
The Charleston Clean Energy Facility | 57587 | 1 | Landfill Gas | West Virginia | 1.1 | Dropped - Units whose status does not meet NEEDS criteria
The Charleston Clean Energy Facility | 57587 | 2 | Landfill Gas | West Virginia | 1.1 | Dropped - Units whose status does not meet NEEDS criteria
Mercy Medical Center | 58163 | 2 | Combustion Turbine | New York | 0.4 | Dropped - Units whose status does not meet NEEDS criteria
IDE 1 LLC | 58967 | UNIT1 | Non-Fossil Waste | Idaho | 0.8 | Dropped - Units whose status does not meet NEEDS criteria
IDE 1 LLC | 58967 | UNIT2 | Non-Fossil Waste | Idaho | 0.8 | Dropped - Units whose status does not meet NEEDS criteria
IDE 1 LLC | 58967 | UNIT3 | Non-Fossil Waste | Idaho | 0.8 | Dropped - Units whose status does not meet NEEDS criteria
IDE 2 LLC | 58968 | UNIT1 | Non-Fossil Waste | Idaho | 1.5 | Dropped - Units whose status does not meet NEEDS criteria
IDE 2 LLC | 58968 | UNIT2 | Non-Fossil Waste | Idaho | 1.5 | Dropped - Units whose status does not meet NEEDS criteria
IDE 2 LLC | 58968 | UNIT3 | Non-Fossil Waste | Idaho | 1.5 | Dropped - Units whose status does not meet NEEDS criteria
IDE 3 LLC | 58969 | UNIT1 | Non-Fossil Waste | Idaho | 0.8 | Dropped - Units whose status does not meet NEEDS criteria
IDE 3 LLC | 58969 | UNIT2 | Non-Fossil Waste | Idaho | 0.8 | Dropped - Units whose status does not meet NEEDS criteria
IDE 4 LLC | 58970 | UNIT1 | Non-Fossil Waste | Idaho | 1.1 | Dropped - Units whose status does not meet NEEDS criteria
IDE 4 LLC | 58970 | UNIT2 | Non-Fossil Waste | Idaho | 1.1 | Dropped - Units whose status does not meet NEEDS criteria
IDE 4 LLC | 58970 | UNIT3 | Non-Fossil Waste | Idaho | 1.1 | Dropped - Units whose status does not meet NEEDS criteria
California Dairy Energy I LLC | 58971 | UNIT1 | Non-Fossil Waste | California | 1.1 | Dropped - Units whose status does not meet NEEDS criteria
California Dairy Energy I LLC | 58971 | UNIT2 | Non-Fossil Waste | California | 1.1 | Dropped - Units whose status does not meet NEEDS criteria
California Dairy Energy I LLC | 58971 | UNIT3 | Non-Fossil Waste | California | 1.1 | Dropped - Units whose status does not meet NEEDS criteria
Framingham State University Plant | 59717 | MSC | Combustion Turbine | Massachusetts | 0.3 | Dropped - Units whose status does not meet NEEDS criteria
Cholla | 113 | 2 | Coal Steam | Arizona | 260 | Dropped - Units whose status does not meet NEEDS criteria
Vero Beach Municipal Power Plant | 693 | 1 | O/G Steam | Florida | 13 | Dropped - Units whose status does not meet NEEDS criteria
Vero Beach Municipal Power Plant | 693 | 2 | Combined Cycle | Florida | 13 | Dropped - Units whose status does not meet NEEDS criteria
Vero Beach Municipal Power Plant | 693 | 5 | Combined Cycle | Florida | 35 | Dropped - Units whose status does not meet NEEDS criteria
Phillips | 748 | 1 | Combustion Turbine | Florida | 18 | Dropped - Units whose status does not meet NEEDS criteria
Phillips | 748 | 2 | Combustion Turbine | Florida | 18 | Dropped - Units whose status does not meet NEEDS criteria
Hutchinson Energy Center | 1248 | ST4 | O/G Steam | Kansas | 176 | Dropped - Units whose status does not meet NEEDS criteria
Lawrence Energy Center | 1250 | 3 | Coal Steam | Kansas | 48 | Dropped - Units whose status does not meet NEEDS criteria
Tecumseh Energy Center | 1252 | 8 | Coal Steam | Kansas | 130 | Dropped - Units whose status does not meet NEEDS criteria
Moose Lake | 1996 | 2 | Combustion Turbine | Minnesota | 1.1 | Dropped - Units whose status does not meet NEEDS criteria
Darlington County | 3250 | 11 | Combustion Turbine | South Carolina | 52 | Dropped - Units whose status does not meet NEEDS criteria
Philip Sporn | 3938 | 1 | Coal Steam | West Virginia | 145 | Dropped - Units whose status does not meet NEEDS criteria
Philip Sporn | 3938 | 2 | Coal Steam | West Virginia | 145 | Dropped - Units whose status does not meet NEEDS criteria
Philip Sporn | 3938 | 3 | Coal Steam | West Virginia | 145 | Dropped - Units whose status does not meet NEEDS criteria
Philip Sporn | 3938 | 4 | Coal Steam | West Virginia | 145 | Dropped - Units whose status does not meet NEEDS criteria
E J Stoneman Station | 4146 | 1 | Biomass | Wisconsin | 15 | Dropped - Units whose status does not meet NEEDS criteria
E J Stoneman Station | 4146 | 2 | Biomass | Wisconsin | 35 | Dropped - Units whose status does not meet NEEDS criteria
Stowe Power Production Plant | 50578 | GEN2 | Landfill Gas | Pennsylvania | 2.9 | Dropped - Units whose status does not meet NEEDS criteria
Altamont Pass Windplant | 50712 | GEN1 | Onshore Wind | California | 332.5 | Dropped - Units whose status does not meet NEEDS criteria
Quantum Lake Power LP | 54423 | GT1 | Combined Cycle | Florida | 48.5 | Dropped - Units whose status does not meet NEEDS criteria
Quantum Lake Power LP | 54423 | GT2 | Combined Cycle | Florida | 48.5 | Dropped - Units whose status does not meet NEEDS criteria
Quantum Lake Power LP | 54423 | ST1 | Combined Cycle | Florida | 24 | Dropped - Units whose status does not meet NEEDS criteria
Difwind Farms Ltd VIII | 54687 | EXIS | Onshore Wind | California | 15 | Dropped - Units whose status does not meet NEEDS criteria
Green Mountain Storage, LLC | 55370 | N60 | Onshore Wind | Pennsylvania | 10.4 | Dropped - Units whose status does not meet NEEDS criteria
Partnership Station | 55893 | 1 | Combustion Turbine | Florida | 3 | Dropped - Units whose status does not meet NEEDS criteria
Partnership Station | 55893 | 2 | Combustion Turbine | Florida | 3 | Dropped - Units whose status does not meet NEEDS criteria
SPFT - Newberg Cogen | 56124 | TG1 | Biomass | Oregon | 4.5 | Dropped - Units whose status does not meet NEEDS criteria
Kraft | 733 | 2 | Coal Steam | Georgia | 52 | Dropped - Units whose status does not meet NEEDS criteria
Kraft | 733 | 3 | Coal Steam | Georgia | 101 | Dropped - Units whose status does not meet NEEDS criteria
Kraft | 733 | 4 | O/G Steam | Georgia | 115 | Dropped - Units whose status does not meet NEEDS criteria
Kraft | 733 | ST1 | Coal Steam | Georgia | 48 | Dropped - Units whose status does not meet NEEDS criteria
Green River | 1357 | 3 | Coal Steam | Kentucky | 68 | Dropped - Units whose status does not meet NEEDS criteria
Green River | 1357 | 4 | Coal Steam | Kentucky | 93 | Dropped - Units whose status does not meet NEEDS criteria
Franklin (LA) | 1435 | GT1 | Combustion Turbine | Louisiana | 8 | Dropped - Units whose status does not meet NEEDS criteria
Jefferies | 3319 | 1 | Fossil Waste | South Carolina | 42 | Dropped - Units whose status does not meet NEEDS criteria
Jefferies | 3319 | 2 | Fossil Waste | South Carolina | 42 | Dropped - Units whose status does not meet NEEDS criteria
Valley (TX) | 3508 | 1 | O/G Steam | Texas | 174 | Dropped - Units whose status does not meet NEEDS criteria
Valley (TX) | 3508 | 2 | O/G Steam | Texas | 520 | Dropped - Units whose status does not meet NEEDS criteria
Valley (TX) | 3508 | 3 | O/G Steam | Texas | 375 | Dropped - Units whose status does not meet NEEDS criteria
John Deere Harvester Works | 10039 | GEN6 | Coal Steam | Illinois | 2.5 | Dropped - Units whose status does not meet NEEDS criteria
Boise Cascade International Falls | 10486 | GEN1 | Non-Fossil Waste | Minnesota | 4 | Dropped - Units whose status does not meet NEEDS criteria
Boise Cascade International Falls | 10486 | GEN2 | Non-Fossil Waste | Minnesota | 4 | Dropped - Units whose status does not meet NEEDS criteria
Boise Cascade International Falls | 10486 | GEN3 | Non-Fossil Waste | Minnesota | 7.5 | Dropped - Units whose status does not meet NEEDS criteria
Boise Cascade International Falls | 10486 | GEN4 | Non-Fossil Waste | Minnesota | 7.5 | Dropped - Units whose status does not meet NEEDS criteria
Westrock Hodge (LA) | 50810 | NO 6 | Non-Fossil Waste | Louisiana | 5 | Dropped - Units whose status does not meet NEEDS criteria
Western Power & Steam Inc | 54410 | STG | Combined Cycle | California | 0 | Dropped - Units whose status does not meet NEEDS criteria
Shepherd Center | 54813 | 5 | Combustion Turbine | Georgia | 0.6 | Dropped - Units whose status does not meet NEEDS criteria
Bayer CropScience Institute Plant | 57917 | 2 | Coal Steam | West Virginia | 6.3 | Dropped - Units whose status does not meet NEEDS criteria
Widows Creek | 50 | 7 | Coal Steam | Alabama | 473 | Dropped - Units whose status does not meet NEEDS criteria
Widows Creek | 50 | 8 | Coal Steam | Alabama | 465 | Dropped - Units whose status does not meet NEEDS criteria
Eckert Station | 1831 | 1 | Coal Steam | Michigan | 32.9 | Dropped - Units whose status does not meet NEEDS criteria
FirstEnergy R E Burger | 2864 | A1 | Combustion Turbine | Ohio | 2 | Dropped - Units whose status does not meet NEEDS criteria
FirstEnergy R E Burger | 2864 | B1 | Combustion Turbine | Ohio | 2 | Dropped - Units whose status does not meet NEEDS criteria
FirstEnergy R E Burger | 2864 | B2 | Combustion Turbine | Ohio | 3 | Dropped - Units whose status does not meet NEEDS criteria
Olmstead | 3655 | 1 | Hydro | Utah | 2.3 | Dropped - Units whose status does not meet NEEDS criteria
Olmstead | 3655 | 2 | Hydro | Utah | 2.3 | Dropped - Units whose status does not meet NEEDS criteria
Olmstead | 3655 | 4 | Hydro | Utah | 5.4 | Dropped - Units whose status does not meet NEEDS criteria
Bayou Cogen Plant | 10298 | GEN2 | Combustion Turbine | Texas | 65 | Dropped - Units whose status does not meet NEEDS criteria
Coastal Carolina Clean Power | 10381 | GEN1 | Biomass | North Carolina | 27 | Dropped - Units whose status does not meet NEEDS criteria
Spadra Landfill Gas to Energy | 10471 | GEN1 | Landfill Gas | California | 5 | Dropped - Units whose status does not meet NEEDS criteria
Greenville Steam | 54852 | 1 | Biomass | Maine | 16 | Dropped - Units whose status does not meet NEEDS criteria
Aspen Biomass Power Plant | 56931 | GEN7 | Biomass | Texas | 50 | Dropped - Units whose status does not meet NEEDS criteria
Bayer CropScience Institute Plant | 57917 | 1 | Coal Steam | West Virginia | 6.3 | Dropped - Units whose status does not meet NEEDS criteria
Goddard Steam Plant | 57944 | 1 | O/G Steam | Maryland | 5 | Dropped - Units whose status does not meet NEEDS criteria
Goddard Steam Plant | 57944 | 2 | O/G Steam | Maryland | 5 | Dropped - Units whose status does not meet NEEDS criteria
Great Lakes Central Power Plant | 59884 | GTG-1 | Combustion Turbine | Illinois | 4.5 | Dropped - Units whose status does not meet NEEDS criteria
Great Lakes Central Power Plant | 59884 | GTG-2 | Combustion Turbine | Illinois | 4.5 | Dropped - Units whose status does not meet NEEDS criteria
Great Lakes Central Power Plant | 59884 | STG-1 | O/G Steam | Illinois | 0.5 | Dropped - Units whose status does not meet NEEDS criteria
Great Lakes Central Power Plant | 59884 | STG-2 | O/G Steam | Illinois | 0.5 | Dropped - Units whose status does not meet NEEDS criteria
Barry | 3 | 3 | Coal Steam | Alabama | 249 | Dropped - Units whose status does not meet NEEDS criteria
Gorgas | 8 | 6 | Coal Steam | Alabama | 103 | Dropped - Units whose status does not meet NEEDS criteria
Gorgas | 8 | 7 | Coal Steam | Alabama | 104 | Dropped - Units whose status does not meet NEEDS criteria
Cherokee | 469 | 3 | Coal Steam | Colorado | 152 | Dropped - Units whose status does not meet NEEDS criteria
Wanapum | 3888 | 6 | Hydro | Washington | 103.8 | Dropped - Units whose status does not meet NEEDS criteria
International | 6293 | 3 | Combustion Turbine | Alaska | 16.7 | Dropped - Units whose status does not meet NEEDS criteria
Gwitchyaa Zhee | 7174 | 2A | Combustion Turbine | Alaska | 0.3 | Dropped - Units whose status does not meet NEEDS criteria
Gwitchyaa Zhee | 7174 | 4A | Combustion Turbine | Alaska | 0.3 | Dropped - Units whose status does not meet NEEDS criteria
Gwitchyaa Zhee | 7174 | 6 | Combustion Turbine | Alaska | 0.3 | Dropped - Units whose status does not meet NEEDS criteria
Alliant Techsystems | 7376 | 1 | Combustion Turbine | Minnesota | 1.6 | Dropped - Units whose status does not meet NEEDS criteria
Bear Canyon Power Plant | 10469 | BVC1 | Geothermal | California | 0 | Dropped - Units whose status does not meet NEEDS criteria
Bear Canyon Power Plant | 10469 | BVC2 | Geothermal | California | 0 | Dropped - Units whose status does not meet NEEDS criteria
NewYork-Presbyterian Brooklyn Methodist Hospital | 52091 | 3A | Combustion Turbine | New York | 0.7 | Dropped - Units whose status does not meet NEEDS criteria
NewYork-Presbyterian Brooklyn Methodist Hospital | 52091 | 4C | Combustion Turbine | New York | 0.7 | Dropped - Units whose status does not meet NEEDS criteria
Noatak | 57051 | UNIT5 | Combustion Turbine | Alaska | 0.4 | Dropped - Units whose status does not meet NEEDS criteria
St. Michael | 57061 | UNIT1 | Combustion Turbine | Alaska | 0.5 | Dropped - Units whose status does not meet NEEDS criteria
St. Michael | 57061 | UNIT2 | Combustion Turbine | Alaska | 0.3 | Dropped - Units whose status does not meet NEEDS criteria
St. Michael | 57061 | UNIT3 | Combustion Turbine | Alaska | 0.2 | Dropped - Units whose status does not meet NEEDS criteria
Highwood Generating Station | 57480 | GTG1 | Combustion Turbine | Montana | 40.5 | Dropped - Units whose status does not meet NEEDS criteria
Bos Dairy, LLC | 57625 | BOS1 | Non-Fossil Waste | Indiana | 0.3 | Dropped - Units whose status does not meet NEEDS criteria
Ocotillo | 116 | PV1 | Solar PV | Arizona | 0.1 | Dropped - Units whose status does not meet NEEDS criteria
Ocotillo | 116 | PV2 | Solar PV | Arizona | 0.1 | Dropped - Units whose status does not meet NEEDS criteria
Ocotillo | 116 | PVM | Solar PV | Arizona | 0.4 | Dropped - Units whose status does not meet NEEDS criteria
Craig (AK) | 421 | 3A | Combustion Turbine | Alaska | 1.6 | Dropped - Units whose status does not meet NEEDS criteria
G E Turner | 629 | P3 | Combustion Turbine | Florida | 53 | Dropped - Units whose status does not meet NEEDS criteria
Hills | 1889 | 1 | Combustion Turbine | Minnesota | 2 | Dropped - Units whose status does not meet NEEDS criteria
Hills | 1889 | 2 | Combustion Turbine | Minnesota | 2 | Dropped - Units whose status does not meet NEEDS criteria
Jack Watson | 2049 | 1 | O/G Steam | Mississippi | 76 | Dropped - Units whose status does not meet NEEDS criteria
Jack Watson | 2049 | 2 | O/G Steam | Mississippi | 76 | Dropped - Units whose status does not meet NEEDS criteria
Tri Cities | 7998 | TC1 | Landfill Gas | Arizona | 0.8 | Dropped - Units whose status does not meet NEEDS criteria
Tri Cities | 7998 | TC2 | Landfill Gas | Arizona | 0.8 | Dropped - Units whose status does not meet NEEDS criteria
Tri Cities | 7998 | TC3 | Landfill Gas | Arizona | 0.8 | Dropped - Units whose status does not meet NEEDS criteria
Tri Cities | 7998 | TC4 | Landfill Gas | Arizona | 0.8 | Dropped - Units whose status does not meet NEEDS criteria
Tri Cities | 7998 | TC5 | Landfill Gas | Arizona | 0.8 | Dropped - Units whose status does not meet NEEDS criteria
Wheelabrator North Broward | 54033 | GEN1 | Municipal Solid Waste | Florida | 56 | Dropped - Units whose status does not meet NEEDS criteria
Toyon Power Station | 54327 | TOY4 | Landfill Gas | California | 1.7 | Dropped - Units whose status does not meet NEEDS criteria
Sierra Pacific Anderson Facility | 55049 | GEN1 | Biomass | California | 3.9 | Dropped - Units whose status does not meet NEEDS criteria
Tanners Creek | 988 | 1 | Coal Steam | Indiana | 145 | Dropped - Units whose status does not meet NEEDS criteria
Tanners Creek | 988 | 2 | Coal Steam | Indiana | 145 | Dropped - Units whose status does not meet NEEDS criteria
Tanners Creek | 988 | 3 | Coal Steam | Indiana | 200 | Dropped - Units whose status does not meet NEEDS criteria
Tanners Creek | 988 | 4 | Coal Steam | Indiana | 500 | Dropped - Units whose status does not meet NEEDS criteria
Riverton | 1239 | 8 | O/G Steam | Kansas | 54 | Dropped - Units whose status does not meet NEEDS criteria
Riverton | 1239 | 9 | Combustion Turbine | Kansas | 12 | Dropped - Units whose status does not meet NEEDS criteria
Cane Run | 1363 | 4 | Coal Steam | Kentucky | 155 | Dropped - Units whose status does not meet NEEDS criteria
Cane Run | 1363 | 5 | Coal Steam | Kentucky | 168 | Dropped - Units whose status does not meet NEEDS criteria
Little Gypsy | 1402 | 1 | O/G Steam | Louisiana | 227.9 | Dropped - Units whose status does not meet NEEDS criteria
Morgan City | 1449 | 3 | O/G Steam | Louisiana | 18 | Dropped - Units whose status does not meet NEEDS criteria
Morgan City | 1449 | 4 | O/G Steam | Louisiana | 33 | Dropped - Units whose status does not meet NEEDS criteria
Plaquemine | 1455 | 1 | O/G Steam | Louisiana | 17.5 | Dropped - Units whose status does not meet NEEDS criteria
Plaquemine | 1455 | 2 | O/G Steam | Louisiana | 20.4 | Dropped - Units whose status does not meet NEEDS criteria
Butler Municipal Power Plant | 2115 | 3 | Combustion Turbine | Missouri | 0.6 | Dropped - Units whose status does not meet NEEDS criteria
Bergen Generating Station | 2398 | 3 | Combustion Turbine | New Jersey | 21 | Dropped - Units whose status does not meet NEEDS criteria
PSEG Burlington Generating Station | 2399 | 111 | Combustion Turbine | New Jersey | 46 | Dropped - Units whose status does not meet NEEDS criteria
PSEG Burlington Generating Station | 2399 | 112 | Combustion Turbine | New Jersey | 46 | Dropped - Units whose status does not meet NEEDS criteria
PSEG Burlington Generating Station | 2399 | 113 | Combustion Turbine | New Jersey | 46 | Dropped - Units whose status does not meet NEEDS criteria
PSEG Burlington Generating Station | 2399 | 114 | Combustion Turbine | New Jersey | 46 | Dropped - Units whose status does not meet NEEDS criteria
PSEG Burlington Generating Station | 2399 | 8 | Combustion Turbine | New Jersey | 22 | Dropped - Units whose status does not meet NEEDS criteria
PSEG Edison Generating Station | 2400 | 11 | Combustion Turbine | New Jersey | 43 | Dropped - Units whose status does not meet NEEDS criteria
PSEG Edison Generating Station | 2400 | 12 | Combustion Turbine | New Jersey | 43 | Dropped - Units whose status does not meet NEEDS criteria
PSEG Edison Generating Station | 2400 | 13 | Combustion Turbine | New Jersey | 43 | Dropped - Units whose status does not meet NEEDS criteria
PSEG Edison Generating Station | 2400 | 14 | Combustion Turbine | New Jersey | 43 | Dropped - Units whose status does not meet NEEDS criteria
PSEG Edison Generating Station | 2400 | 21 | Combustion Turbine | New Jersey | 43 | Dropped - Units whose status does not meet NEEDS criteria
PSEG Edison Generating Station | 2400 | 22 | Combustion Turbine | New Jersey | 43 | Dropped - Units whose status does not meet NEEDS criteria
PSEG Edison Generating Station | 2400 | 23 | Combustion Turbine | New Jersey | 43 | Dropped - Units whose status does not meet NEEDS criteria
PSEG Edison Generating Station | 2400 | 24 | Combustion Turbine | New Jersey | 43 | Dropped - Units whose status does not meet NEEDS criteria
PSEG Edison Generating Station | 2400 | 31 | Combustion Turbine | New Jersey | 43 | Dropped - Units whose status does not meet NEEDS criteria
PSEG Edison Generating Station | 2400 | 32 | Combustion Turbine | New Jersey | 43 | Dropped - Units whose status does not meet NEEDS criteria
PSEG Edison Generating Station | 2400 | 33 | Combustion Turbine | New Jersey | 43 | Dropped - Units whose status does not meet NEEDS criteria
PSEG Edison Generating Station | 2400 | 34 | Combustion Turbine | New Jersey | 43 | Dropped - Units whose status does not meet NEEDS criteria
PSEG Essex Generating Station | 2401 | 101 | Combustion Turbine | New Jersey | 43 | Dropped - Units whose status does not meet NEEDS criteria
PSEG Essex Generating Station | 2401 | 102 | Combustion Turbine | New Jersey | 43 | Dropped - Units whose status does not meet NEEDS criteria
PSEG Essex Generating Station | 2401 | 103 | Combustion Turbine | New Jersey | 43 | Dropped - Units whose status does not meet NEEDS criteria
PSEG Essex Generating Station | 2401 | 104 | Combustion Turbine | New Jersey | 43 | Dropped - Units whose status does not meet NEEDS criteria
PSEG Essex Generating Station | 2401 | 111 | Combustion Turbine | New Jersey | 46 | Dropped - Units whose status does not meet NEEDS criteria
PSEG Essex Generating Station | 2401 | 112 | Combustion Turbine | New Jersey | 46 | Dropped - Units whose status does not meet NEEDS criteria
PSEG Essex Generating Station | 2401 | 113 | Combustion Turbine | New Jersey | 46 | Dropped - Units whose status does not meet NEEDS criteria
PSEG Essex Generating Station | 2401 | 114 | Combustion Turbine | New Jersey | 46 | Dropped - Units whose status does not meet NEEDS criteria
PSEG Mercer Generating Station | 2408 | 3 | Combustion Turbine | New Jersey | 115 | Dropped - Units whose status does not meet NEEDS criteria
PSEG National Park Generating Station | 2409 | 1 | Combustion Turbine | New Jersey | 21 | Dropped - Units whose status does not meet NEEDS criteria
PSEG Sewaren Generating Station | 2411 | 6 | Combustion Turbine | New Jersey | 105 | Dropped - Units whose status does not meet NEEDS criteria
Miami Fort | 2832 | 6 | Coal Steam | Ohio | 163 | Dropped - Units whose status does not meet NEEDS criteria
O H Hutchings | 2848 | 1 | Coal Steam | Ohio | 58 | Dropped - Units whose status does not meet NEEDS criteria
O H Hutchings | 2848 | 2 | Coal Steam | Ohio | 55 | Dropped - Units whose status does not meet NEEDS criteria
O H Hutchings | 2848 | 3 | Coal Steam | Ohio | 63 | Dropped - Units whose status does not meet NEEDS criteria
O H Hutchings | 2848 | 5 | Coal Steam | Ohio | 63 | Dropped - Units whose status does not meet NEEDS criteria
O H Hutchings | 2848 | 6 | Coal Steam | Ohio | 63 | Dropped - Units whose status does not meet NEEDS criteria
Boomer Lake Station | 3000 | 1 | O/G Steam | Oklahoma | 11.5 | Dropped - Units whose status does not meet NEEDS criteria
Glen Lyn | 3776 | 5 | Coal Steam | Virginia | 90 | Dropped - Units whose status does not meet NEEDS criteria
Glen Lyn | 3776 | 6 | Coal Steam | Virginia | 235 | Dropped - Units whose status does not meet NEEDS criteria
Pulliam | 4072 | 5 | Coal Steam | Wisconsin | 47.7 | Dropped - Units whose status does not meet NEEDS criteria
Pulliam | 4072 | 6 | Coal Steam | Wisconsin | 69.8 | Dropped - Units whose status does not meet NEEDS criteria
Weston | 4078 | 1 | Coal Steam | Wisconsin | 50.7 | Dropped - Units whose status does not meet NEEDS criteria
Cutrale Citrus Juices USA II | 10188 | GEN4 | Combustion Turbine | Florida | 4.3 | Dropped - Units whose status does not meet NEEDS criteria
Central Plant | 10280 | ENG3 | Combustion Turbine | South Carolina | 1.1 | Dropped - Units whose status does not meet NEEDS criteria
Copper Dam Plant | 10323 | GEN1 | Hydro | Oregon | 1 | Dropped - Units whose status does not meet NEEDS criteria
Copper Dam Plant | 10323 | GEN2 | Hydro | Oregon | 0.5 | Dropped - Units whose status does not meet NEEDS criteria
Pfizer Groton Plant | 54236 | TG 2 | O/G Steam | Connecticut | 2.5 | Dropped - Units whose status does not meet NEEDS criteria
HF Sinclair Puget Sound Refining | 54268 | STG1 | Combined Cycle | Washington | 26 | Dropped - Units whose status does not meet NEEDS criteria
DeKalb County Green Energy Facility | 57013 | 1 | Landfill Gas | Georgia | 1.6 | Dropped - Units whose status does not meet NEEDS criteria
DeKalb County Green Energy Facility | 57013 | 2 | Landfill Gas | Georgia | 1.6 | Dropped - Units whose status does not meet NEEDS criteria
LIRR Malverne Wayside Energy Storage Sys | 60479 | BA1 | Energy Storage | New York | 1 | Dropped - Units whose status does not meet NEEDS criteria
LIRR Malverne Wayside Energy Storage Sys | 60479 | BA2 | Energy Storage | New York | 1 | Dropped - Units whose status does not meet NEEDS criteria
Vero Beach Municipal Power Plant | 693 | 4 | O/G Steam | Florida | 56 | Dropped - Units whose status does not meet NEEDS criteria
Big Sandy | 1353 | 2 | Coal Steam | Kentucky | 800 | Dropped - Units whose status does not meet NEEDS criteria
B C Cobb | 1695 | 1 | O/G Steam | Michigan | 54 | Dropped - Units whose status does not meet NEEDS criteria
B C Cobb | 1695 | 2 | O/G Steam | Michigan | 65 | Dropped - Units whose status does not meet NEEDS criteria
B C Cobb | 1695 | 3 | O/G Steam | Michigan | 68 | Dropped - Units whose status does not meet NEEDS criteria
Thetford | 1719 | 1 | Combustion Turbine | Michigan | 22 | Dropped - Units whose status does not meet NEEDS criteria
J C Weadock | 1720 | A | Combustion Turbine | Michigan | 13 | Dropped - Units whose status does not meet NEEDS criteria
J R Whiting | 1723 | A | Combustion Turbine | Michigan | 13 | Dropped - Units whose status does not meet NEEDS criteria
Marshall (MI) | 1844 | IC2 | Combustion Turbine | Michigan | 0.9 | Dropped - Units whose status does not meet NEEDS criteria
Marshall (MI) | 1844 | IC4 | Combustion Turbine | Michigan | 0.7 | Dropped - Units whose status does not meet NEEDS criteria
Cedar Station | 2380 | CED1 | Combustion Turbine | New Jersey | 42.7 | Dropped - Units whose status does not meet NEEDS criteria
Cedar Station | 2380 | CED2 | Combustion Turbine | New Jersey | 22.7 | Dropped - Units whose status does not meet NEEDS criteria
Middle Station | 2382 | MID1 | Combustion Turbine | New Jersey | 19.2 | Dropped - Units whose status does not meet NEEDS criteria
Middle Station | 2382 | MID2 | Combustion Turbine | New Jersey | 19.4 | Dropped - Units whose status does not meet NEEDS criteria
Middle Station | 2382 | MID3 | Combustion Turbine | New Jersey | 34.8 | Dropped - Units whose status does not meet NEEDS criteria
Missouri Avenue | 2383 | MISB | Combustion Turbine | New Jersey | 18.5 | Dropped - Units whose status does not meet NEEDS criteria
Missouri Avenue | 2383 | MISC | Combustion Turbine | New Jersey | 20.5 | Dropped - Units whose status does not meet NEEDS criteria
Missouri Avenue | 2383 | MISD | Combustion Turbine | New Jersey | 20.5 | Dropped - Units whose status does not meet NEEDS criteria
Werner | 2385 | GT1 | Combustion Turbine | New Jersey | 46 | Dropped - Units whose status does not meet NEEDS criteria
Werner | 2385 | GT2 | Combustion Turbine | New Jersey | 46 | Dropped - Units whose status does not meet NEEDS criteria
Werner | 2385 | GT3 | Combustion Turbine | New Jersey | 46 | Dropped - Units whose status does not meet NEEDS criteria
Werner | 2385 | GT4 | Combustion Turbine | New Jersey | 46 | Dropped - Units whose status does not meet NEEDS criteria
Gilbert | 2393 | C1 | Combustion Turbine | New Jersey | 20 | Dropped - Units whose status does not meet NEEDS criteria
Gilbert | 2393 | C2 | Combustion Turbine | New Jersey | 22 | Dropped - Units whose status does not meet NEEDS criteria
Gilbert | 2393 | C3 | Combustion Turbine | New Jersey | 22 | Dropped - Units whose status does not meet NEEDS criteria
Gilbert | 2393 | C4 | Combustion Turbine | New Jersey | 22 | Dropped - Units whose status does not meet NEEDS criteria
PSEG Essex Generating Station | 2401 | 121 | Combustion Turbine | New Jersey | 46 | Dropped - Units whose status does not meet NEEDS criteria
PSEG Essex Generating Station | 2401 | 122 | Combustion Turbine | New Jersey | 46 | Dropped - Units whose status does not meet NEEDS criteria
PSEG Essex Generating Station | 2401 | 123 | Combustion Turbine | New Jersey | 46 | Dropped - Units whose status does not meet NEEDS criteria
PSEG Essex Generating Station | 2401 | 124 | Combustion Turbine | New Jersey | 46 | Dropped - Units whose status does not meet NEEDS criteria
Picway | 2843 | 5 | Coal Steam | Ohio | 95 | Dropped - Units whose status does not meet NEEDS criteria
Muskingum River | 2872 | 1 | Coal Steam | Ohio | 190 | Dropped - Units whose status does not meet NEEDS criteria
Muskingum River | 2872 | 2 | Coal Steam | Ohio | 190 | Dropped - Units whose status does not meet NEEDS criteria
Muskingum River | 2872 | 3 | Coal Steam | Ohio | 205 | Dropped - Units whose status does not meet NEEDS criteria
Muskingum River | 2872 | 4 | Coal Steam | Ohio | 205 | Dropped - Units whose status does not meet NEEDS criteria
Muskingum River | 2872 | 5 | Coal Steam | Ohio | 585 | Dropped - Units whose status does not meet NEEDS criteria
Kammer | 3947 | 1 | Coal Steam | West Virginia | 200 | Dropped - Units whose status does not meet NEEDS criteria
Kammer | 3947 | 2 | Coal Steam | West Virginia | 200 | Dropped - Units whose status does not meet NEEDS criteria
Kammer | 3947 | 3 | Coal Steam | West Virginia | 200 | Dropped - Units whose status does not meet NEEDS criteria
Glen Gardner | 8227 | 1 | Combustion Turbine | New Jersey | 18 | Dropped - Units whose status does not meet NEEDS criteria
Glen Gardner | 8227 | 2 | Combustion Turbine | New Jersey | 18 | Dropped - Units whose status does not meet NEEDS criteria
Glen Gardner | 8227 | 3 | Combustion Turbine | New Jersey | 18 | Dropped - Units whose status does not meet NEEDS criteria
Glen Gardner | 8227 | 4 | Combustion Turbine | New Jersey | 18 | Dropped - Units whose status does not meet NEEDS criteria
Glen Gardner | 8227 | 5 | Combustion Turbine | New Jersey | 18 | Dropped - Units whose status does not meet NEEDS criteria
Glen Gardner | 8227 | 6 | Combustion Turbine | New Jersey | 18 | Dropped - Units whose status does not meet NEEDS criteria
Glen Gardner | 8227 | 7 | Combustion Turbine | New Jersey | 18 | Dropped - Units whose status does not meet NEEDS criteria
Glen Gardner | 8227 | 8 | Combustion Turbine | New Jersey | 18 | Dropped - Units whose status does not meet NEEDS criteria
John Deere Harvester Works | 10039 | GEN7 | Coal Steam | Illinois | 0.8 | Dropped - Units whose status does not meet NEEDS criteria
Taconite Harbor Energy Center | 10075 | GEN3 | Coal Steam | Minnesota | 83.6 | Dropped - Units whose status does not meet NEEDS criteria
Iowa Methodist Medical Center | 10655 | 1 | Combustion Turbine | Iowa | 1.5 | Dropped - Units whose status does not meet NEEDS criteria
Iowa Methodist Medical Center | 10655 | 2 | Combustion Turbine | Iowa | 1.5 | Dropped - Units whose status does not meet NEEDS criteria
Iowa Methodist Medical Center | 10655 | 3 | Combustion Turbine | Iowa | 0.5 | Dropped - Units whose status does not meet NEEDS criteria
AES Beaver Valley Partners Beaver Valley | 10676 | GEN2 | Coal Steam | Pennsylvania | 32 | Dropped - Units whose status does not meet NEEDS criteria
AES Beaver Valley Partners Beaver Valley | 10676 | GEN3 | Coal Steam | Pennsylvania | 114 | Dropped - Units whose status does not meet NEEDS criteria
ESI Project | 50819 | GEN1 | Onshore Wind | California | 1.2 | Dropped - Units whose status does not meet NEEDS criteria
Sierra Nevada Brewing Co Hybrid | 58585 | FCE | Fuel Cell | California | 1 | Dropped - Units whose status does not meet NEEDS criteria
IFF Hazlet | 60709 | ROOF | Solar PV | New Jersey | 0.6 | Dropped - Units whose status does not meet NEEDS criteria
Beluga | 96 | 8 | Combined Cycle | Alaska | 44 | Dropped - Units whose status does not meet NEEDS criteria
Scholz | 642 | 1 | Coal Steam | Florida | 46 | Dropped - Units whose status does not meet NEEDS criteria
Scholz | 642 | 2 | Coal Steam | Florida | 46 | Dropped - Units whose status does not meet NEEDS criteria
Harllee Branch | 709 | 1 | Coal Steam | Georgia | 266 | Dropped - Units whose status does not meet NEEDS criteria
Harllee Branch | 709 | 3 | Coal Steam | Georgia | 488 | Dropped - Units whose status does not meet NEEDS criteria
Harllee Branch | 709 | 4 | Coal Steam | Georgia | 507 | Dropped - Units whose status does not meet NEEDS criteria
McManus | 715 | 1 | O/G Steam | Georgia | 43 | Dropped - Units whose status does not meet NEEDS criteria
McManus | 715 | 2 | O/G Steam | Georgia | 79 | Dropped - Units whose status does not meet NEEDS criteria
Yates | 728 | 1 | Coal Steam | Georgia | 97 | Dropped - Units whose status does not meet NEEDS criteria
Yates | 728 | 2 | Coal Steam | Georgia | 103 | Dropped - Units whose status does not meet NEEDS criteria
Yates | 728 | 3 | Coal Steam | Georgia | 111 | Dropped - Units whose status does not meet NEEDS criteria
Yates | 728 | 4 | Coal Steam | Georgia | 133 | Dropped - Units whose status does not meet NEEDS criteria
Yates | 728 | 5 | Coal Steam | Georgia | 135 | Dropped - Units whose status does not meet NEEDS criteria
Will County | 884 | 3 | Coal Steam | Illinois | 251 | Dropped - Units whose status does not meet NEEDS criteria
Cane Run | 1363 | 6 | Coal Steam | Kentucky | 240 | Dropped - Units whose status does not meet NEEDS criteria
Dale | 1385 | 1 | Coal Steam | Kentucky | 23 | Dropped - Units whose status does not meet NEEDS criteria
Dale | 1385 | 2 | Coal Steam | Kentucky | 23 | Dropped - Units whose status does not meet NEEDS criteria
Trenton Channel | 1745 | 8 | Coal Steam | Michigan | 100 | Dropped - Units whose status does not meet NEEDS criteria
Black Dog | 1904 | 3 | Coal Steam | Minnesota | 79 | Dropped - Units whose status does not meet NEEDS criteria
Black Dog | 1904 | 4 | Coal Steam | Minnesota | 153 | Dropped - Units whose status does not meet NEEDS criteria
Key City | 1914 | 1 | Combustion Turbine | Minnesota | 8 | Dropped - Units whose status does not meet NEEDS criteria
Key City | 1914 | 2 | Combustion Turbine | Minnesota | 8 | Dropped - Units whose status does not meet NEEDS criteria
Key City | 1914 | 3 | Combustion Turbine | Minnesota | 13 | Dropped - Units whose status does not meet NEEDS criteria
Key City | 1914 | 4 | Combustion Turbine | Minnesota | 13 | Dropped - Units whose status does not meet NEEDS criteria
Odessa | 2148 | 3 | Combustion Turbine | Missouri | 1.8 | Dropped - Units whose status does not meet NEEDS criteria
Odessa | 2148 | 6 | Combustion Turbine | Missouri | 2.7 | Dropped - Units whose status does not meet NEEDS criteria
Odessa | 2148 | IC4 | Combustion Turbine | Missouri | 0.8 | Dropped - Units whose status does not meet NEEDS criteria
FirstEnergy Ashtabula | 2835 | 5 | Coal Steam | Ohio | 244 | Dropped - Units whose status does not meet NEEDS criteria
FirstEnergy Eastlake | 2837 | 1 | Coal Steam | Ohio | 132 | Dropped - Units whose status does not meet NEEDS criteria
FirstEnergy Eastlake | 2837 | 2 | Coal Steam | Ohio | 132 | Dropped - Units whose status does not meet NEEDS criteria
FirstEnergy Eastlake | 2837 | 3 | Coal Steam | Ohio | 132 | Dropped - Units whose status does not meet NEEDS criteria
FirstEnergy Lake Shore | 2838 | 18 | Coal Steam | Ohio | 245 | Dropped - Units whose status does not meet NEEDS criteria
FirstEnergy Lake Shore | 2838 | IC1 | Combustion Turbine | Ohio | 2 | Dropped - Units whose status does not meet NEEDS criteria
FirstEnergy Lake Shore | 2838 | IC2 | Combustion Turbine | Ohio | 2 | Dropped - Units whose status does not meet NEEDS criteria
Carbon | 3644 | 1 | Coal Steam | Utah | 67 | Dropped - Units whose status does not meet NEEDS criteria
Carbon | 3644 | 2 | Coal Steam | Utah | 105 | Dropped - Units whose status does not meet NEEDS criteria
White Pine Electric Power | 10148 | GEN2 | O/G Steam | Michigan | 18 | Dropped - Units whose status does not meet NEEDS criteria
Juniata Locomotive Shop | 10302 | GEN1 | Coal Steam | Pennsylvania | 0.4 | Dropped - Units whose status does not meet NEEDS criteria
Juniata Locomotive Shop | 10302 | GEN2 | Coal Steam | Pennsylvania | 0.3 | Dropped - Units whose status does not meet NEEDS criteria
Altamont Midway Ltd | 50001 | WTGS | Onshore Wind | California | 10.9 | Dropped - Units whose status does not meet NEEDS criteria
Oceanside Energy | 50348 | OS3 | Landfill Gas | New York | 0.6 | Dropped - Units whose status does not meet NEEDS criteria
Covanta Wallingford Energy | 50664 | GEN1 | Municipal Solid Waste | Connecticut | 8.4 | Dropped - Units whose status does not meet NEEDS criteria
Dyer Road | 50818 | GEN1 | Onshore Wind | California | 10.5 | Dropped - Units whose status does not meet NEEDS criteria
New Albany Energy Facility | 55080 | 1 | Combustion Turbine | Mississippi | 60 | Dropped - Units whose status does not meet NEEDS criteria
New Albany Energy Facility | 55080 | 2 | Combustion Turbine | Mississippi | 60 | Dropped - Units whose status does not meet NEEDS criteria
New Albany Energy Facility | 55080 | 3 | Combustion Turbine | Mississippi | 60 | Dropped - Units whose status does not meet NEEDS criteria
New Albany Energy Facility | 55080 | 4 | Combustion Turbine | Mississippi | 60 | Dropped - Units whose status does not meet NEEDS criteria
New Albany Energy Facility | 55080 | 5 | Combustion Turbine | Mississippi | 60 | Dropped - Units whose status does not meet NEEDS criteria
New Albany Energy Facility | 55080 | 6 | Combustion Turbine | Mississippi | 60 | Dropped - Units whose status does not meet NEEDS criteria
SJ/SC WPCP | 56080 | E3 | Non-Fossil Waste | California | 0.8 | Dropped - Units whose status does not meet NEEDS criteria
Lopez Canyon | 57730 | 1 | Landfill Gas | California | 1.5 | Dropped - Units whose status does not meet NEEDS criteria
Suzlon Project VIII LLC | 57741 | SP95 | Onshore Wind | Texas | 2.1 | Dropped - Units whose status does not meet NEEDS criteria
Colton Plant | 57907 | 1 | Coal Steam | California | 14.3 | Dropped - Units whose status does not meet NEEDS criteria
Colton Plant | 57907 | 2 | Coal Steam | California | 14.3 | Dropped - Units whose status does not meet NEEDS criteria
Osceola (AR) | 172 | 13 | Combustion Turbine | Arkansas | 1.6 | Dropped - Units whose status does not meet NEEDS criteria
Osceola (AR) | 172 | 14 | Combustion Turbine | Arkansas | 1.6 | Dropped - Units whose status does not meet NEEDS criteria
Frank E Ratts | 1043 | 1 | Coal Steam | Indiana | 110 | Dropped - Units whose status does not meet NEEDS criteria
Frank E Ratts | 1043 | 2 | Coal Steam | Indiana | 100 | Dropped - Units whose status does not meet NEEDS criteria
Walter Scott Jr Energy Center | 1082 | 1 | Coal Steam | Iowa | 37.4 | Dropped - Units whose status does not meet NEEDS criteria
Walter Scott Jr Energy Center | 1082 | 2 | Coal Steam | Iowa | 80.8 | Dropped - Units whose status does not meet NEEDS criteria
Medway | 1474 | IC1 | Combustion Turbine | Maine | 2 | Dropped - Units whose status does not meet NEEDS criteria
Medway | 1474 | IC2 | Combustion Turbine | Maine | 2 | Dropped - Units whose status does not meet NEEDS criteria
Medway | 1474 | IC3 | Combustion Turbine | Maine | 2 | Dropped - Units whose status does not meet NEEDS criteria
Medway | 1474 | IC4 | Combustion Turbine | Maine | 2 | Dropped - Units whose status does not meet NEEDS criteria
J E Corette Plant | 2187 | 1 | Coal Steam | Montana | 130 | Dropped - Units whose status does not meet NEEDS criteria
Animas | 2465 | 1 | Combined Cycle | New Mexico | 3 | Dropped - Units whose status does not meet NEEDS criteria
Animas | 2465 | 2 | Combined Cycle | New Mexico | 3 | Dropped - Units whose status does not meet NEEDS criteria
Cardinal Cogen | 10168 | GTG1 | Combined Cycle | California | 42.1 | Dropped - Units whose status does not meet NEEDS criteria
Cardinal Cogen | 10168 | STG1 | Combined Cycle | California | 9.4 | Dropped - Units whose status does not meet NEEDS criteria
Beacon Power Flywheel System 1 | 57711 | TYN1 | Energy Storage | Massachusetts | 1 | Dropped - Units whose status does not meet NEEDS criteria
Cross Oil Refining & Marketing, Inc | 58077 | CROSS | Combustion Turbine | Arkansas | 3.5 | Dropped - Units whose status does not meet NEEDS criteria
West Campus Steam Plant | 58194 | WC 2 | Coal Steam | Pennsylvania | 0.5 | Dropped - Units whose status does not meet NEEDS criteria
West Campus Steam Plant | 58194 | WC 3 | Coal Steam | Pennsylvania | 0.6 | Dropped - Units whose status does not meet NEEDS criteria
Howard Bend | 2102 | 1 | Combustion Turbine | Missouri | 39 | Dropped - Units whose status does not meet NEEDS criteria
Cargill Corn Wet Milling Plant | 10729 | GEN1 | Coal Steam | Tennessee | 10.3 | Dropped - Units whose status does not meet NEEDS criteria
DeSoto County Plant | 55422 | DES1 | Combustion Turbine | Florida | 159 | Dropped - Units whose status does not meet NEEDS criteria
DeSoto County Plant | 55422 | DES2 | Combustion Turbine | Florida | 161 | Dropped - Units whose status does not meet NEEDS criteria
Mason County LFGTE | 56977 | 1 | Landfill Gas | Kentucky | 1.6 | Dropped - Units whose status does not meet NEEDS criteria
Minden | 1447 | 3 | Combustion Turbine | Louisiana | 2 | Dropped - Units whose status does not meet NEEDS criteria
Minden | 1447 | 4 | Combustion Turbine | Louisiana | 2 | Dropped - Units whose status does not meet NEEDS criteria
Minden | 1447 | 5 | Combustion Turbine | Louisiana | 1.3 | Dropped - Units whose status does not meet NEEDS criteria
Minden | 1447 | 7 | Combustion Turbine | Louisiana | 1.8 | Dropped - Units whose status does not meet NEEDS criteria
Howland Hydro Station | 1472 | HL01 | Hydro | Maine | 0.6 | Dropped - Units whose status does not meet NEEDS criteria
Howland Hydro Station | 1472 | HL02 | Hydro | Maine | 0.6 | Dropped - Units whose status does not meet NEEDS criteria
Howland Hydro Station | 1472 | HL03 | Hydro | Maine | 0.6 | Dropped - Units whose status does not meet NEEDS criteria
Chesapeake | 3803 | 3 | Coal Steam | Virginia | 156 | Dropped - Units whose status does not meet NEEDS criteria
Chesapeake | 3803 | ST1 | Coal Steam | Virginia | 111 | Dropped - Units whose status does not meet NEEDS criteria
Chesapeake | 3803 | ST2 | Coal Steam | Virginia | 111 | Dropped - Units whose status does not meet NEEDS criteria
Chesapeake | 3803 | ST4 | Coal Steam | Virginia | 217 | Dropped - Units whose status does not meet NEEDS criteria
Bayou Cogen Plant | 10298 | GEN4 | Combustion Turbine | Texas | 65 | Dropped - Units whose status does not meet NEEDS criteria
Morton Salt Rittman | 54335 | GEN1 | Coal Steam | Ohio | 1.5 | Dropped - Units whose status does not meet NEEDS criteria
Presence Saint Mary of Nazareth Hospital | 54886 | GEN2 | Combustion Turbine | Illinois | 0.8 | Dropped - Units whose status does not meet NEEDS criteria
Albany Brewery | 57936 | GEN1 | Coal Steam | Georgia | 2.5 | Dropped - Units whose status does not meet NEEDS criteria
Kearny | 303 | KEA1 | Combustion Turbine | California | 16 | Dropped - Units whose status does not meet NEEDS criteria
Coolwater | 329 | 1 | O/G Steam | California | 65 | Dropped - Units whose status does not meet NEEDS criteria
Coolwater | 329 | 2 | O/G Steam | California | 82 | Dropped - Units whose status does not meet NEEDS criteria
Coolwater | 329 | 30 | Combined Cycle | California | 99 | Dropped - Units whose status does not meet NEEDS criteria
Coolwater | 329 | 31 | Combined Cycle | California | 73 | Dropped - Units whose status does not meet NEEDS criteria
Coolwater | 329 | 32 | Combined Cycle | California | 73 | Dropped - Units whose status does not meet NEEDS criteria
Coolwater | 329 | 40 | Combined Cycle | California | 99 | Dropped - Units whose status does not meet NEEDS criteria
Coolwater | 329 | 41 | Combined Cycle | California | 73.5 | Dropped - Units whose status does not meet NEEDS criteria
Coolwater | 329 | 42 | Combined Cycle | California | 73.5 | Dropped - Units whose status does not meet NEEDS criteria
Rantoul | 958 | 2 | Combustion Turbine | Illinois | 0.7 | Dropped - Units whose status does not meet NEEDS criteria
Rantoul | 958 | 4 | Combustion Turbine | Illinois | 0.7 | Dropped - Units whose status does not meet NEEDS criteria
Murray Gill | 1242 | 1 | O/G Steam | Kansas | 37 | Dropped - Units whose status does not meet NEEDS criteria
Murray Gill | 1242 | 2 | O/G Steam | Kansas | 48 | Dropped - Units whose status does not meet NEEDS criteria
Jetmore | 1292 | 1 | Combustion Turbine | Kansas | 1 | Dropped - Units whose status does not meet NEEDS criteria
Jetmore | 1292 | 2 | Combustion Turbine | Kansas | 0.4 | Dropped - Units whose status does not meet NEEDS criteria
Jetmore | 1292 | 5 | Combustion Turbine | Kansas | 1.5 | Dropped - Units whose status does not meet NEEDS criteria
Jetmore | 1292 | 6 | Combustion Turbine | Kansas | 1.2 | Dropped - Units whose status does not meet NEEDS criteria
Jetmore | 1292 | 7 | Combustion Turbine | Kansas | 0.9 | Dropped - Units whose status does not meet NEEDS criteria
Lieberman | 1417 | 1 | O/G Steam | Louisiana | 25 | Dropped - Units whose status does not meet NEEDS criteria
Reid Gardner | 2324 | 1 | Coal Steam | Nevada | 100 | Dropped - Units whose status does not meet NEEDS criteria
Reid Gardner | 2324 | 2 | Coal Steam | Nevada | 100 | Dropped - Units whose status does not meet NEEDS criteria
Reid Gardner | 2324 | 3 | Coal Steam | Nevada | 98 | Dropped - Units whose status does not meet NEEDS criteria
Tracy | 2336 | ST1 | O/G Steam | Nevada | 53 | Dropped - Units whose status does not meet NEEDS criteria
Tracy | 2336 | ST2 | O/G Steam | Nevada | 83 | Dropped - Units whose status does not meet NEEDS criteria
Walter C Beckjord | 2830 | GT1 | Combustion Turbine | Ohio | 47 | Dropped - Units whose status does not meet NEEDS criteria
Walter C Beckjord | 2830 | GT2 | Combustion Turbine | Ohio | 47 | Dropped - Units whose status does not meet NEEDS criteria
Walter C Beckjord | 2830 | GT3 | Combustion Turbine | Ohio | 47 | Dropped - Units whose status does not meet NEEDS criteria
Walter C Beckjord | 2830 | GT4 | Combustion Turbine | Ohio | 47 | Dropped - Units whose status does not meet NEEDS criteria
Lake Creek | 3502 | D1 | Combustion Turbine | Texas | 2 | Dropped - Units whose status does not meet NEEDS criteria
Lake Creek | 3502 | D2 | Combustion Turbine | Texas | 2 | Dropped - Units whose status does not meet NEEDS criteria
Lake Creek | 3502 | D3 | Combustion Turbine | Texas | 2 | Dropped - Units whose status does not meet NEEDS criteria
Lake Creek | 3502 | ST1 | O/G Steam | Texas | 87 | Dropped - Units whose status does not meet NEEDS criteria
Lake Creek | 3502 | ST2 | O/G Steam | Texas | 230 | Dropped - Units whose status does not meet NEEDS criteria
North Texas | 3627 | 1 | O/G Steam | Texas | 16.5 | Dropped - Units whose status does not meet NEEDS criteria
North Texas | 3627 | 2 | O/G Steam | Texas | 16.5 | Dropped - Units whose status does not meet NEEDS criteria
Vermont Yankee | 3751 | 1 | Nuclear | Vermont | 612.4 | Dropped - Units whose status does not meet NEEDS criteria
Putnam | 6246 | 1GT1 | Combined Cycle | Florida | 0 | Dropped - Units whose status does not meet NEEDS criteria
Putnam | 6246 | 1GT2 | Combined Cycle | Florida | 0 | Dropped - Units whose status does not meet NEEDS criteria
Putnam | 6246 | 1ST | Combined Cycle | Florida | 249 | Dropped - Units whose status does not meet NEEDS criteria
Putnam | 6246 | 2GT1 | Combined Cycle | Florida | 0 | Dropped - Units whose status does not meet NEEDS criteria
Putnam | 6246 | 2GT2 | Combined Cycle | Florida | 0 | Dropped - Units whose status does not meet NEEDS criteria
Putnam | 6246 | 2ST | Combined Cycle | Florida | 249 | Dropped - Units whose status does not meet NEEDS criteria
Oilseed Plant | 10515 | GEN1 | Coal Steam | Virginia | 1.6 | Dropped - Units whose status does not meet NEEDS criteria
Brainerd Public Utilities | 50636 | VPLS | Coal Steam | Minnesota | 0.6 | Dropped - Units whose status does not meet NEEDS criteria
West Point (PA) | 52149 | GEN1 | O/G Steam | Pennsylvania | 3 | Dropped - Units whose status does not meet NEEDS criteria
West Texas Windplant | 54966 | WIND | Onshore Wind | Texas | 30 | Dropped - Units whose status does not meet NEEDS criteria
MM Tomoka Farms Energy | 55162 | UNT1 | Landfill Gas | Florida | 1.9 | Dropped - Units whose status does not meet NEEDS criteria
Hospira Inc | 55788 | GEN1 | Combustion Turbine | New York | 1.1 | Dropped - Units whose status does not meet NEEDS criteria
Hospira Inc | 55788 | GEN2 | Combustion Turbine | New York | 1.1 | Dropped - Units whose status does not meet NEEDS criteria
Millinocket Mill | 55829 | M1S1 | O/G Steam | Maine | 14.5 | Dropped - Units whose status does not meet NEEDS criteria
Millinocket Mill | 55829 | M1S2 | O/G Steam | Maine | 14.5 | Dropped - Units whose status does not meet NEEDS criteria
Millinocket Mill | 55829 | M1S3 | O/G Steam | Maine | 29.3 | Dropped - Units whose status does not meet NEEDS criteria
Millinocket Mill | 55829 | M1S4 | O/G Steam | Maine | 21.8 | Dropped - Units whose status does not meet NEEDS criteria
Colville Indian Plywood & Veneer | 56191 | Gen1 | Biomass | Washington | 5 | Dropped - Units whose status does not meet NEEDS criteria
Colville Indian Plywood & Veneer | 56191 | Gen2 | Biomass | Washington | 7.5 | Dropped - Units whose status does not meet NEEDS criteria
Westex Windpower Facility | 56402 | 1 | Onshore Wind | Texas | 7 | Dropped - Units whose status does not meet NEEDS criteria
Santa Rita Jail Hybrid | 58625 | SRJFC | Fuel Cell | California | 1 | Dropped - Units whose status does not meet NEEDS criteria
Robert E Ritchie | 173 | 2 | O/G Steam | Arkansas | 544 | Dropped - Units whose status does not meet NEEDS criteria
Independence (IA) | 1149 | 1A | Combustion Turbine | Iowa | 1.8 | Dropped - Units whose status does not meet NEEDS criteria
Fair Station | 1218 | 1 | Coal Steam | Iowa | 23 | Dropped - Units whose status does not meet NEEDS criteria
Fair Station | 1218 | 2 | Coal Steam | Iowa | 41 | Dropped - Units whose status does not meet NEEDS criteria
Gaylord - Consumers | 1706 | 4 | Combustion Turbine | Michigan | 12 | Dropped - Units whose status does not meet NEEDS criteria
Dayton (MI) | 1727 | 1 | Combustion Turbine | Michigan | 2 | Dropped - Units whose status does not meet NEEDS criteria
Dayton (MI) | 1727 | 2 | Combustion Turbine | Michigan | 2 | Dropped - Units whose status does not meet NEEDS criteria
Dayton (MI) | 1727 | 3 | Combustion Turbine | Michigan | 2 | Dropped - Units whose status does not meet NEEDS criteria
Dayton (MI) | 1727 | 4 | Combustion Turbine | Michigan | 2 | Dropped - Units whose status does not meet NEEDS criteria
Dayton (MI) | 1727 | 5 | Combustion Turbine | Michigan | 2 | Dropped - Units whose status does not meet NEEDS criteria
Harbor Beach | 1731 | 1 | Coal Steam | Michigan | 95 | Dropped - Units whose status does not meet NEEDS criteria
Harbor Beach | 1731 | IC1 | Combustion Turbine | Michigan | 2 | Dropped - Units whose status does not meet NEEDS criteria
Harbor Beach | 1731 | IC2 | Combustion Turbine | Michigan | 2 | Dropped - Units whose status does not meet NEEDS criteria
Coldwater | 1819 | IC5 | Combustion Turbine | Michigan | 6 | Dropped - Units whose status does not meet NEEDS criteria
L V Sutton Steam | 2713 | 1 | Coal Steam | North Carolina | 97 | Dropped - Units whose status does not meet NEEDS criteria
L V Sutton Steam | 2713 | 2 | Coal Steam | North Carolina | 90 | Dropped - Units whose status does not meet NEEDS criteria
L V Sutton Steam | 2713 | 3 | Coal Steam | North Carolina | 366 | Dropped - Units whose status does not meet NEEDS criteria
Shelby Municipal Light Plant | 2943 | 1 | Coal Steam | Ohio | 12 | Dropped - Units whose status does not meet NEEDS criteria
Shelby Municipal Light Plant | 2943 | 2 | Coal Steam | Ohio | 12 | Dropped - Units whose status does not meet NEEDS criteria
Shelby Municipal Light Plant | 2943 | 4 | Coal Steam | Ohio | 7 | Dropped - Units whose status does not meet NEEDS criteria
Canadys Steam | 3280 | 2 | Coal Steam | South Carolina | 115 | Dropped - Units whose status does not meet NEEDS criteria
Canadys Steam | 3280 | 3 | Coal Steam | South Carolina | 180 | Dropped - Units whose status does not meet NEEDS criteria
5 in 1 Dam Hydroelectric | 10171 | GEN1 | Hydro | Iowa | 0.7 | Dropped - Units whose status does not meet NEEDS criteria
5 in 1 Dam Hydroelectric | 10171 | GEN2 | Hydro | Iowa | 0.7 | Dropped - Units whose status does not meet NEEDS criteria
5 in 1 Dam Hydroelectric | 10171 | GEN3 | Hydro | Iowa | 0.7 | Dropped - Units whose status does not meet NEEDS criteria
GRS Newby I | 10388 | 1 | Landfill Gas | California | 0.5 | Dropped - Units whose status does not meet NEEDS criteria
GRS Newby I | 10388 | 2 | Landfill Gas | California | 0.5 | Dropped - Units whose status does not meet NEEDS criteria
GRS Newby I | 10388 | 3 | Landfill Gas | California | 0.5 | Dropped - Units whose status does not meet NEEDS criteria
GRS Newby I | 10388 | 4 | Landfill Gas | California | 0.5 | Dropped - Units whose status does not meet NEEDS criteria
GRS Menlo Park | 10391 | 1 | Landfill Gas | California | 0.5 | Dropped - Units whose status does not meet NEEDS criteria
GRS Menlo Park | 10391 | 2 | Landfill Gas | California | 0.5 | Dropped - Units whose status does not meet NEEDS criteria
GRS Menlo Park | 10391 | 3 | Landfill Gas | California | 0.5 | Dropped - Units whose status does not meet NEEDS criteria
GRS Menlo Park | 10391 | 4 | Landfill Gas | California | 0.5 | Dropped - Units whose status does not meet NEEDS criteria
Merck Sharp & Dohme Cogen Facility | 54970 | GEN1 | Combustion Turbine | New Jersey | 3.4 | Dropped - Units whose status does not meet NEEDS criteria
Merck Sharp & Dohme Cogen Facility | 54970 | GEN2 | Combustion Turbine | New Jersey | 4.2 | Dropped - Units whose status does not meet NEEDS criteria
Mallard Ridge Gas Recovery | 55013 | GEN3 | Landfill Gas | Wisconsin | 0.8 | Dropped - Units whose status does not meet NEEDS criteria
MM Tomoka Farms Energy | 55162 | UNT2 | Landfill Gas | Florida | 1.9 | Dropped - Units whose status does not meet NEEDS criteria
Sierra SunTower Solar Gen Station | 57323 | UNIT1 | Solar Thermal | California | 3.2 | Dropped - Units whose status does not meet NEEDS criteria
Alta Municipal Utilities | 1121 | 3 | Combustion Turbine | Iowa | 1 | Dropped - Units whose status does not meet NEEDS criteria
W S Lee | 3264 | 1 | Coal Steam | South Carolina | 100 | Dropped - Units whose status does not meet NEEDS criteria
W S Lee | 3264 | 2 | Coal Steam | South Carolina | 100 | Dropped - Units whose status does not meet NEEDS criteria
South Norwalk Electric | 6598 | 6 | Combustion Turbine | Connecticut | 1.1 | Dropped - Units whose status does not meet NEEDS criteria
Rio Bravo Poso | 10769 | UP8 | Coal Steam | California | 33 | Dropped - Units whose status does not meet NEEDS criteria
Difwind Farms Ltd VII | 10815 | GEN1 | Onshore Wind | California | 21 | Dropped - Units whose status does not meet NEEDS criteria
Vanderbilt University Power Plant | 52048 | GEN1 | Coal Steam | Tennessee | 6.5 | Dropped - Units whose status does not meet NEEDS criteria
Central District Wastewater Treat Plant | 54623 | 2 | Non-Fossil Waste | Florida | 1.2 | Dropped - Units whose status does not meet NEEDS criteria
Ridgeview | 55925 | GEN3 | Landfill Gas | Wisconsin | 0.8 | Dropped - Units whose status does not meet NEEDS criteria
Ridgeview | 55925 | GEN4 | Landfill Gas | Wisconsin | 0.8 | Dropped - Units whose status does not meet NEEDS criteria
Timberline Trail Gas Recovery | 56525 | GEN1 | Landfill Gas | Wisconsin | 0.8 | Dropped - Units whose status does not meet NEEDS criteria
Vero Beach Municipal Power Plant | 693 | 3 | O/G Steam | Florida | 33 | Dropped - Units whose status does not meet NEEDS criteria
Walter C Beckjord | 2830 | 5 | Coal Steam | Ohio | 238 | Dropped - Units whose status does not meet NEEDS criteria
Walter C Beckjord | 2830 | 6 | Coal Steam | Ohio | 414 | Dropped - Units whose status does not meet NEEDS criteria
Alma | 4140 | 5 | Coal Steam | Wisconsin | 62.1 | Dropped - Units whose status does not meet NEEDS criteria
ACE Cogeneration Facility | 10002 | GEN1 | Coal Steam | California | 101.2 | Dropped - Units whose status does not meet NEEDS criteria
Kinsleys Landfill | 10045 | 0011 | Landfill Gas | New Jersey | 0.5 | Dropped - Units whose status does not meet NEEDS criteria
Kinsleys Landfill | 10045 | 0012 | Landfill Gas | New Jersey | 0.5 | Dropped - Units whose status does not meet NEEDS criteria
Kinsleys Landfill | 10045 | 0013 | Landfill Gas | New Jersey | 0.5 | Dropped - Units whose status does not meet NEEDS criteria
Kinsleys Landfill | 10045 | 0014 | Landfill Gas | New Jersey | 0.5 | Dropped - Units whose status does not meet NEEDS criteria
PInova Inc | 10120 | GEN6 | Biomass | Georgia | 2 | Dropped - Units whose status does not meet NEEDS criteria
AG Processing Inc | 10223 | E.C. | Coal Steam | Iowa | 8.5 | Dropped - Units whose status does not meet NEEDS criteria
Consumer Operations LLC | 10360 | GEN10 | Coal Steam | Wisconsin | 26.4 | Dropped - Units whose status does not meet NEEDS criteria
Consumer Operations LLC | 10360 | GEN5 | Coal Steam | Wisconsin | 7.5 | Dropped - Units whose status does not meet NEEDS criteria
Whiting Mill | 10476 | GEN4 | Coal Steam | Wisconsin | 4.1 | Dropped - Units whose status does not meet NEEDS criteria
Rio Bravo Jasmin | 10768 | UP9 | Coal Steam | California | 33 | Dropped - Units whose status does not meet NEEDS criteria
Texas City Plant Union Carbide | 50153 | GTG | Combustion Turbine | Texas | 32 | Dropped - Units whose status does not meet NEEDS criteria
Valero Energy Port Arthur Refinery | 52108 | GEN1 | Combined Cycle | Texas | 14 | Dropped - Units whose status does not meet NEEDS criteria
Valero Energy Port Arthur Refinery | 52108 | GEN2 | Combustion Turbine | Texas | 12 | Dropped - Units whose status does not meet NEEDS criteria
Valero Energy Port Arthur Refinery | 52108 | GEN4 | Fossil Waste | Texas | 10 | Dropped - Units whose status does not meet NEEDS criteria
Valero Energy Port Arthur Refinery | 52108 | GEN5 | Fossil Waste | Texas | 10 | Dropped - Units whose status does not meet NEEDS criteria
Valero Energy Port Arthur Refinery | 52108 | GEN6 | Fossil Waste | Texas | 10 | Dropped - Units whose status does not meet NEEDS criteria
Valero Energy Port Arthur Refinery | 52108 | GEN7 | Fossil Waste | Texas | 10 | Dropped - Units whose status does not meet NEEDS criteria
Central District Wastewater Treat Plant | 54623 | 1 | Non-Fossil Waste | Florida | 1.2 | Dropped - Units whose status does not meet NEEDS criteria
BNWRD | 56176 | 1 | Combustion Turbine | Illinois | 1.8 | Dropped - Units whose status does not meet NEEDS criteria
Patterson Pass | 56213 | WND1 | Onshore Wind | California | 8.1 | Dropped - Units whose status does not meet NEEDS criteria
Patterson Pass | 56213 | WND2 | Onshore Wind | California | 13.8 | Dropped - Units whose status does not meet NEEDS criteria
Winnebago Energy Center LLC | 56780 | 1 | Landfill Gas | Illinois | 1.6 | Dropped - Units whose status does not meet NEEDS criteria
Winnebago Energy Center LLC | 56780 | 2 | Landfill Gas | Illinois | 1.6 | Dropped - Units whose status does not meet NEEDS criteria
Winnebago Energy Center LLC | 56780 | 3 | Landfill Gas | Illinois | 1.6 | Dropped - Units whose status does not meet NEEDS criteria
Winnebago Energy Center LLC | 56780 | 4 | Landfill Gas | Illinois | 1.6 | Dropped - Units whose status does not meet NEEDS criteria
Sheraton SD East Tower | 57592 | 45 | Fuel Cell | California | 0.3 | Dropped - Units whose status does not meet NEEDS criteria
Sheraton SD East Tower | 57592 | 47 | Fuel Cell | California | 0.3 | Dropped - Units whose status does not meet NEEDS criteria
Sheraton SD East Tower | 57592 | 50 | Fuel Cell | California | 0.3 | Dropped - Units whose status does not meet NEEDS criteria
Sheraton SD East Tower | 57592 | 51 | Fuel Cell | California | 0.3 | Dropped - Units whose status does not meet NEEDS criteria
Arizona Western College PV | 57765 | GV1 | Solar PV | Arizona | 0.5 | Dropped - Units whose status does not meet NEEDS criteria
Arizona Western College PV | 57765 | GV2 | Solar PV | Arizona | 0.5 | Dropped - Units whose status does not meet NEEDS criteria
Lamar Plant | 508 | 5 | Combustion Turbine | Colorado | 4.2 | Dropped - Units whose status does not meet NEEDS criteria
Lamar Plant | 508 | 6 | Coal Steam | Colorado | 15 | Dropped - Units whose status does not meet NEEDS criteria
Riverton | 1239 | 7 | O/G Steam | Kansas | 38 | Dropped - Units whose status does not meet NEEDS criteria
Coldwater | 1819 | IC4 | Combustion Turbine | Michigan | 2.5 | Dropped - Units whose status does not meet NEEDS criteria
Alma | 4140 | 4 | Coal Steam | Wisconsin | 40.4 | Dropped - Units whose status does not meet NEEDS criteria
John Deere Harvester Works | 10039 | GEN2 | Coal Steam | Illinois | 2 | Dropped - Units whose status does not meet NEEDS criteria
Bayou Cogen Plant | 10298 | GEN3 | Combustion Turbine | Texas | 65 | Dropped - Units whose status does not meet NEEDS criteria
Entenmanns Energy Center | 54541 | 1 | Combustion Turbine | New York | 1.3 | Dropped - Units whose status does not meet NEEDS criteria
Entenmanns Energy Center | 54541 | 2 | Combustion Turbine | New York | 1.3 | Dropped - Units whose status does not meet NEEDS criteria
Entenmanns Energy Center | 54541 | 3 | Combustion Turbine | New York | 1.3 | Dropped - Units whose status does not meet NEEDS criteria
Entenmanns Energy Center | 54541 | 4 | Combustion Turbine | New York | 1.3 | Dropped - Units whose status does not meet NEEDS criteria
Ausra Kimberlina Solar Generation | 56943 | 1 | Solar Thermal | California | 3.5 | Dropped - Units whose status does not meet NEEDS criteria
NCAH Central Utility Plant | 58265 | EP-2 | Combustion Turbine | Iowa | 0.6 | Dropped - Units whose status does not meet NEEDS criteria
ACI Energy Partners LLC | 58442 | GEN1 | Combustion Turbine | New Jersey | 7.2 | Dropped - Units whose status does not meet NEEDS criteria
Blue Lake Hydro | 93 | 1 | Hydro | Alaska | 3.5 | Dropped - Units whose status does not meet NEEDS criteria
Blue Lake Hydro | 93 | 2 | Hydro | Alaska | 3.5 | Dropped - Units whose status does not meet NEEDS criteria
PSEG Kearny Generating Station | 2404 | 9 | Combustion Turbine | New Jersey | 21 | Dropped - Units whose status does not meet NEEDS criteria
Wanapum | 3888 | 9 | Hydro | Washington | 103.8 | Dropped - Units whose status does not meet NEEDS criteria
Yakutat | 6637 | 4A | Combustion Turbine | Alaska | 1.1 | Dropped - Units whose status does not meet NEEDS criteria
Santa Maria Cogen Plant | 10733 | GEN1 | Combustion Turbine | California | 7 | Dropped - Units whose status does not meet NEEDS criteria
Suwannee River Chemical Complex | 50473 | SRC | Energy Storage | Florida | 27.3 | Dropped - Units whose status does not meet NEEDS criteria
Versailles Mill | 54657 | NO1 | O/G Steam | Connecticut | 14 | Dropped - Units whose status does not meet NEEDS criteria
Nashua Plant | 55006 | UNT1 | Landfill Gas | New Hampshire | 2 | Dropped - Units whose status does not meet NEEDS criteria
Delaware Mountain Windfarm | 55399 | 01 | Onshore Wind | Texas | 23.3 | Dropped - Units whose status does not meet NEEDS criteria
Widows Creek | 50 | 1 | Coal Steam | Alabama | 111 | Dropped - Units whose status does not meet NEEDS criteria
Widows Creek | 50 | 2 | Coal Steam | Alabama | 111 | Dropped - Units whose status does not meet NEEDS criteria
Widows Creek | 50 | 4 | Coal Steam | Alabama | 111 | Dropped - Units whose status does not meet NEEDS criteria
Widows Creek | 50 | 6 | Coal Steam | Alabama | 111 | Dropped - Units whose status does not meet NEEDS criteria
Marshall (MO) | 2144 | 3 | O/G Steam | Missouri | 3.9 | Dropped - Units whose status does not meet NEEDS criteria
Sunbury Generation LP | 3152 | 1 | Coal Steam | Pennsylvania | 80 | Dropped - Units whose status does not meet NEEDS criteria
Sunbury Generation LP | 3152 | 2 | Coal Steam | Pennsylvania | 80 | Dropped - Units whose status does not meet NEEDS criteria
Sunbury Generation LP | 3152 | 3 | Coal Steam | Pennsylvania | 94 | Dropped - Units whose status does not meet NEEDS criteria
Sunbury Generation LP | 3152 | 4 | Coal Steam | Pennsylvania | 128 | Dropped - Units whose status does not meet NEEDS criteria
Bryan (TX) | 3561 | 3 | O/G Steam | Texas | 12 | Dropped - Units whose status does not meet NEEDS criteria
Bryan (TX) | 3561 | 4 | O/G Steam | Texas | 22 | Dropped - Units whose status does not meet NEEDS criteria
Bryan (TX) | 3561 | 5 | O/G Steam | Texas | 25 | Dropped - Units whose status does not meet NEEDS criteria
Bryan (TX) | 3561 | 6 | O/G Steam | Texas | 50 | Dropped - Units whose status does not meet NEEDS criteria
Loma Linda University Cogen | 10206 | GEN3 | Combined Cycle | California | 1.2 | Dropped - Units whose status does not meet NEEDS criteria
Sierra Power | 50068 | WEST | Biomass | California | 7 | Dropped - Units whose status does not meet NEEDS criteria
Trinity Oaks Energy | 57877 | UNT1 | Landfill Gas | Texas | 1.5 | Dropped - Units whose status does not meet NEEDS criteria
Trinity Oaks Energy | 57877 | UNT2 | Landfill Gas | Texas | 1.5 | Dropped - Units whose status does not meet NEEDS criteria
Fort Worth Methane | 57878 | UNT1 | Landfill Gas | Texas | 1.5 | Dropped - Units whose status does not meet NEEDS criteria
CJTS Energy Center | 58365 | UNIT1 | Fuel Cell | Connecticut | 0.2 | Dropped - Units whose status does not meet NEEDS criteria
CJTS Energy Center | 58365 | UNIT2 | Fuel Cell | Connecticut | 0.2 | Dropped - Units whose status does not meet NEEDS criteria
CJTS Energy Center | 58365 | UNIT3 | Fuel Cell | Connecticut | 0.2 | Dropped - Units whose status does not meet NEEDS criteria
CJTS Energy Center | 58365 | UNIT5 | Fuel Cell | Connecticut | 0.2 | Dropped - Units whose status does not meet NEEDS criteria
Shawnee | 1379 | 10 | Coal Steam | Kentucky | 124 | Dropped - Units whose status does not meet NEEDS criteria
Riverside (MD) | 1559 | GT6 | Combustion Turbine | Maryland | 115 | Dropped - Units whose status does not meet NEEDS criteria
Mount Tom | 1606 | 1 | Coal Steam | Massachusetts | 143.6 | Dropped - Units whose status does not meet NEEDS criteria
Salem Harbor | 1626 | 1 | Coal Steam | Massachusetts | 79.7 | Dropped - Units whose status does not meet NEEDS criteria
Salem Harbor | 1626 | 2 | Coal Steam | Massachusetts | 78 | Dropped - Units whose status does not meet NEEDS criteria
Salem Harbor | 1626 | 3 | Coal Steam | Massachusetts | 149.8 | Dropped - Units whose status does not meet NEEDS criteria
Salem Harbor | 1626 | 4 | O/G Steam | Massachusetts | 436.8 | Dropped - Units whose status does not meet NEEDS criteria
Deepwater | 2384 | 1 | O/G Steam | New Jersey | 78.9 | Dropped - Units whose status does not meet NEEDS criteria
Deepwater | 2384 | 6 | O/G Steam | New Jersey | 81.2 | Dropped - Units whose status does not meet NEEDS criteria
PSEG Burlington Generating Station | 2399 | 91 | Combustion Turbine | New Jersey | 46.6 | Dropped - Units whose status does not meet NEEDS criteria
PSEG Burlington Generating Station | 2399 | 92 | Combustion Turbine | New Jersey | 47.3 | Dropped - Units whose status does not meet NEEDS criteria
PSEG Burlington Generating Station | 2399 | 93 | Combustion Turbine | New Jersey | 46.8 | Dropped - Units whose status does not meet NEEDS criteria
PSEG Burlington Generating Station | 2399 | 94 | Combustion Turbine | New Jersey | 46 | Dropped - Units whose status does not meet NEEDS criteria
Portland (PA) | 3113 | 1 | O/G Steam | Pennsylvania | 151 | Dropped - Units whose status does not meet NEEDS criteria
Highmore | 3343 | 1 | Combustion Turbine | South Dakota | 0.6 | Dropped - Units whose status does not meet NEEDS criteria
Highmore | 3343 | 2 | Combustion Turbine | South Dakota | 1.3 | Dropped - Units whose status does not meet NEEDS criteria
Highmore | 3343 | 3 | Combustion Turbine | South Dakota | 2.6 | Dropped - Units whose status does not meet NEEDS criteria
Redfield | 3347 | 1 | Combustion Turbine | South Dakota | 1.3 | Dropped - Units whose status does not meet NEEDS criteria
Redfield | 3347 | 2 | Combustion Turbine | South Dakota | 1.3 | Dropped - Units whose status does not meet NEEDS criteria
Redfield | 3347 | 3 | Combustion Turbine | South Dakota | 1.3 | Dropped - Units whose status does not meet NEEDS criteria
John Sevier | 3405 | 3 | Coal Steam | Tennessee | 176 | Dropped - Units whose status does not meet NEEDS criteria
John Sevier | 3405 | 4 | Coal Steam | Tennessee | 176 | Dropped - Units whose status does not meet NEEDS criteria
Menasha | 4127 | 3 | Coal Steam | Wisconsin | 7.5 | Dropped - Units whose status does not meet NEEDS criteria
Menasha | 4127 | 4 | Coal Steam | Wisconsin | 12.5 | Dropped - Units whose status does not meet NEEDS criteria
Menasha | 4127 | 5 | Coal Steam | Wisconsin | 6.9 | Dropped - Units whose status does not meet NEEDS criteria
Menasha | 4127 | IC1 | Combustion Turbine | Wisconsin | 1 | Dropped - Units whose status does not meet NEEDS criteria
Louisiana Sugar Refining | 10301 | GEN1 | O/G Steam | Louisiana | 0.6 | Dropped - Units whose status does not meet NEEDS criteria
Municipal Cogen Plant | 50674 | GEN1 | Combustion Turbine | California | 0.6 | Dropped - Units whose status does not meet NEEDS criteria
Municipal Cogen Plant | 50674 | GEN2 | Combustion Turbine | California | 0.6 | Dropped - Units whose status does not meet NEEDS criteria
Delta (CO) | 496 | 1 | Combustion Turbine | Colorado | 0.8 | Dropped - Units whose status does not meet NEEDS criteria
Delta (CO) | 496 | 2 | Combustion Turbine | Colorado | 0.4 | Dropped - Units whose status does not meet NEEDS criteria
Delta (CO) | 496 | 3 | Combustion Turbine | Colorado | 0.1 | Dropped - Units whose status does not meet NEEDS criteria
Delta (CO) | 496 | 4 | Combustion Turbine | Colorado | 0.1 | Dropped - Units whose status does not meet NEEDS criteria
Delta (CO) | 496 | 5 | Combustion Turbine | Colorado | 0.1 | Dropped - Units whose status does not meet NEEDS criteria
Delta (CO) | 496 | 6 | Combustion Turbine | Colorado | 1.2 | Dropped - Units whose status does not meet NEEDS criteria
Delta (CO) | 496 | 7 | Combustion Turbine | Colorado | 1.8 | Dropped - Units whose status does not meet NEEDS criteria
Carmi | 937 | 6 | Combustion Turbine | Illinois | 0.5 | Dropped - Units whose status does not meet NEEDS criteria
CC Perry K | 992 | 4 | O/G Steam | Indiana | 10 | Dropped - Units whose status does not meet NEEDS criteria
Bar Harbor | 1466 | 2 | Combustion Turbine | Maine | 2 | Dropped - Units whose status does not meet NEEDS criteria
Bar Harbor | 1466 | 4 | Combustion Turbine | Maine | 2 | Dropped - Units whose status does not meet NEEDS criteria
Potter Station 2 | 1660 | IC1 | Combustion Turbine | Massachusetts | 2.3 | Dropped - Units whose status does not meet NEEDS criteria
B L England | 2378 | 1 | Coal Steam | New Jersey | 113 | Dropped - Units whose status does not meet NEEDS criteria
Brunot Island | 3096 | 1B | Combustion Turbine | Pennsylvania | 15 | Dropped - Units whose status does not meet NEEDS criteria
Brunot Island | 3096 | 1C | Combustion Turbine | Pennsylvania | 15 | Dropped - Units whose status does not meet NEEDS criteria
Togiak | 6348 | 4a | Combustion Turbine | Alaska | 0.5 | Dropped - Units whose status does not meet NEEDS criteria
Asbury Park Press | 10157 | ENG1 | Combustion Turbine | New Jersey | 0.7 | Dropped - Units whose status does not meet NEEDS criteria
Asbury Park Press | 10157 | ENG2 | Combustion Turbine | New Jersey | 0.7 | Dropped - Units whose status does not meet NEEDS criteria
International Paper Courtland Mill | 50245 | ABB | Non-Fossil Waste | Alabama | 62 | Dropped - Units whose status does not meet NEEDS criteria
International Paper Courtland Mill | 50245 | GE | Non-Fossil Waste | Alabama | 27 | Dropped - Units whose status does not meet NEEDS criteria
Quantum Auburndale Power LP | 54658 | CT | Combined Cycle | Florida | 111.3 | Dropped - Units whose status does not meet NEEDS criteria
Quantum Auburndale Power LP | 54658 | ST | Combined Cycle | Florida | 44 | Dropped - Units whose status does not meet NEEDS criteria
Milliken Plant | 56171 | UNT1 | Landfill Gas | California | 1.1 | Dropped - Units whose status does not meet NEEDS criteria
Milliken Plant | 56171 | UNT2 | Landfill Gas | California | 1.1 | Dropped - Units whose status does not meet NEEDS criteria
Missouri S&T - Power Plant | 58923 | 500K | Coal Steam | Missouri | 0.2 | Dropped - Units whose status does not meet NEEDS criteria
Norwalk Hospital Plant | 63673 | EU-01 | Combustion Turbine | Connecticut | 1.2 | Dropped - Units whose status does not meet NEEDS criteria
Mistersky | 1822 | 6 | O/G Steam | Michigan | 50 | Dropped - Units whose status does not meet NEEDS criteria
Mistersky | 1822 | 7 | O/G Steam | Michigan | 60 | Dropped - Units whose status does not meet NEEDS criteria
Mistersky | 1822 | GT1 | Combustion Turbine | Michigan | 25 | Dropped - Units whose status does not meet NEEDS criteria
SECC | 7730 | 1 | Combustion Turbine | Colorado | 1.1 | Dropped - Units whose status does not meet NEEDS criteria
Union Carbide South Charleston | 50151 | GEN8 | O/G Steam | West Virginia | 5.6 | Dropped - Units whose status does not meet NEEDS criteria
International Paper Co. - New Bern Mill | 50188 | TG1 | Non-Fossil Waste | North Carolina | 29.7 | Dropped - Units whose status does not meet NEEDS criteria
Central Power Plant | 50621 | GEN3 | O/G Steam | Rhode Island | 2 | Dropped - Units whose status does not meet NEEDS criteria
South District Wastewater Treatment Plt | 54624 | 2 | Energy Storage | Florida | 0.8 | Dropped - Units whose status does not meet NEEDS criteria
South District Wastewater Treatment Plt | 54624 | 3 | Energy Storage | Florida | 0.8 | Dropped - Units whose status does not meet NEEDS criteria
Auburn LFG Energy Facility | 57636 | 2 | Landfill Gas | New York | 1.1 | Dropped - Units whose status does not meet NEEDS criteria
Lansing | 1047 | IC1 | Combustion Turbine | Iowa | 1.2 | Dropped - Units whose status does not meet NEEDS criteria
Lansing | 1047 | IC2 | Combustion Turbine | Iowa | 1.1 | Dropped - Units whose status does not meet NEEDS criteria
B E Morrow | 1696 | A | Combustion Turbine | Michigan | 13 | Dropped - Units whose status does not meet NEEDS criteria
B E Morrow | 1696 | B | Combustion Turbine | Michigan | 11 | Dropped - Units whose status does not meet NEEDS criteria
Eckert Station | 1831 | 2 | Coal Steam | Michigan | 31.6 | Dropped - Units whose status does not meet NEEDS criteria
Oberlin (OH) | 2933 | 5 | Combustion Turbine | Ohio | 2 | Dropped - Units whose status does not meet NEEDS criteria
Elrama Power Plant | 3098 | 1 | Coal Steam | Pennsylvania | 93 | Dropped - Units whose status does not meet NEEDS criteria
Elrama Power Plant | 3098 | 2 | Coal Steam | Pennsylvania | 93 | Dropped - Units whose status does not meet NEEDS criteria
Elrama Power Plant | 3098 | 3 | Coal Steam | Pennsylvania | 103 | Dropped - Units whose status does not meet NEEDS criteria
Elrama Power Plant | 3098 | 4 | Coal Steam | Pennsylvania | 171 | Dropped - Units whose status does not meet NEEDS criteria
Ben French | 3325 | ST1 | Coal Steam | South Dakota | 21.6 | Dropped - Units whose status does not meet NEEDS criteria
Morris Sheppard | 3557 | 1 | Hydro | Texas | 12 | Dropped - Units whose status does not meet NEEDS criteria
Morris Sheppard | 3557 | 2 | Hydro | Texas | 12 | Dropped - Units whose status does not meet NEEDS criteria
Neil Simpson | 4150 | 5 | Coal Steam | Wyoming | 14.6 | Dropped - Units whose status does not meet NEEDS criteria
Osage (WY) | 4151 | 1 | Coal Steam | Wyoming | 10.1 | Dropped - Units whose status does not meet NEEDS criteria
Osage (WY) | 4151 | 2 | Coal Steam | Wyoming | 10.1 | Dropped - Units whose status does not meet NEEDS criteria
Osage (WY) | 4151 | 3 | Coal Steam | Wyoming | 10.1 | Dropped - Units whose status does not meet NEEDS criteria
Selawik | 6341 | 3A | Combustion Turbine | Alaska | 0.8 | Dropped - Units whose status does not meet NEEDS criteria
Vanderbilt University Power Plant | 52048 | GEN2 | Coal Steam | Tennessee | 4.5 | Dropped - Units whose status does not meet NEEDS criteria
Hoover Company | 55536 | 0542 | Combustion Turbine | Texas | 1.8 | Dropped - Units whose status does not meet NEEDS criteria
Hoover Company | 55536 | 0543 | Combustion Turbine | Texas | 1.8 | Dropped - Units whose status does not meet NEEDS criteria
Hoover Company | 55536 | 0544 | Combustion Turbine | Texas | 1.8 | Dropped - Units whose status does not meet NEEDS criteria
Hoover Company | 55536 | 0545 | Combustion Turbine | Texas | 1.8 | Dropped - Units whose status does not meet NEEDS criteria
Stebbins | 57055 | UNIT1 | Combustion Turbine | Alaska | 0.5 | Dropped - Units whose status does not meet NEEDS criteria
Stebbins | 57055 | UNIT2 | Combustion Turbine | Alaska | 0.4 | Dropped - Units whose status does not meet NEEDS criteria
Stebbins | 57055 | UNIT3 | Combustion Turbine | Alaska | 0.3 | Dropped - Units whose status does not meet NEEDS criteria
Dynegy Morro Bay LLC | 259 | 1 | O/G Steam | California | 163 | Dropped - Units whose status does not meet NEEDS criteria
Dynegy Morro Bay LLC | 259 | 2 | O/G Steam | California | 163 | Dropped - Units whose status does not meet NEEDS criteria
Dynegy Morro Bay LLC | 259 | 3 | O/G Steam | California | 337 | Dropped - Units whose status does not meet NEEDS criteria
Dynegy Morro Bay LLC | 259 | 4 | O/G Steam | California | 336 | Dropped - Units whose status does not meet NEEDS criteria
Bancroft | 1125 | 4 | Combustion Turbine | Iowa | 0.3 | Dropped - Units whose status does not meet NEEDS criteria
Blue Valley | 2132 | GT1 | Combustion Turbine | Missouri | 50 | Dropped - Units whose status does not meet NEEDS criteria
Laurel | 2249 | 6 | Combustion Turbine | Nebraska | 0.2 | Dropped - Units whose status does not meet NEEDS criteria
Rochester 9 | 2644 | 2 | Combustion Turbine | New York | 14 | Dropped - Units whose status does not meet NEEDS criteria
Walter C Beckjord | 2830 | 4 | Coal Steam | Ohio | 150 | Dropped - Units whose status does not meet NEEDS criteria
Girvin Landfill | 7705 | 1 | Landfill Gas | Florida | 3 | Dropped - Units whose status does not meet NEEDS criteria
Gillum | 7891 | 1 | Combustion Turbine | Illinois | 1.8 | Dropped - Units whose status does not meet NEEDS criteria
Gillum | 7891 | 2 | Combustion Turbine | Illinois | 1.8 | Dropped - Units whose status does not meet NEEDS criteria
South District Wastewater Treatment Plt | 54624 | 1 | Energy Storage | Florida | 0.8 | Dropped - Units whose status does not meet NEEDS criteria
Bridgeport Station | 568 | 2 | O/G Steam | Connecticut | 130.5 | Dropped - Units whose status does not meet NEEDS criteria
Indian River Generating Station | 594 | 3 | Coal Steam | Delaware | 165 | Dropped - Units whose status does not meet NEEDS criteria
Honolulu | 764 | H8 | O/G Steam | Hawaii | 48.6 | Dropped - Units whose status does not meet NEEDS criteria
Honolulu | 764 | H9 | O/G Steam | Hawaii | 51.7 | Dropped - Units whose status does not meet NEEDS criteria
Coggon | 1132 | 4 | Combustion Turbine | Iowa | 0.6 | Dropped - Units whose status does not meet NEEDS criteria
Preston (IA) | 1176 | 1 | Combustion Turbine | Iowa | 0.7 | Dropped - Units whose status does not meet NEEDS criteria
Preston (IA) | 1176 | 2 | Combustion Turbine | Iowa | 0.7 | Dropped - Units whose status does not meet NEEDS criteria
Ashland | 1259 | 4 | Combustion Turbine | Kansas | 1.1 | Dropped - Units whose status does not meet NEEDS criteria
Wright | 2063 | W1 | O/G Steam | Mississippi | 8.3 | Dropped - Units whose status does not meet NEEDS criteria
Wright | 2063 | W2 | O/G Steam | Mississippi | 5.3 | Dropped - Units whose status does not meet NEEDS criteria
Wright | 2063 | W3 | O/G Steam | Mississippi | 5.3 | Dropped - Units whose status does not meet NEEDS criteria
Bountiful City | 3665 | IC8 | Combustion Turbine | Utah | 7 | Dropped - Units whose status does not meet NEEDS criteria
Parkside | 7888 | 2 | Combustion Turbine | Illinois | 1.8 | Dropped - Units whose status does not meet NEEDS criteria
Parkside | 7888 | 3 | Combustion Turbine | Illinois | 1.8 | Dropped - Units whose status does not meet NEEDS criteria
Parkside | 7888 | 4 | Combustion Turbine | Illinois | 1.8 | Dropped - Units whose status does not meet NEEDS criteria
Bayou Cogen Plant | 10298 | GEN1 | Combustion Turbine | Texas | 65 | Dropped - Units whose status does not meet NEEDS criteria
Gilman Mill | 10608 | GEN5 | Biomass | Vermont | 3.7 | Dropped - Units whose status does not meet NEEDS criteria
Mojave Cogen | 10850 | GEN1 | Combined Cycle | California | 41 | Dropped - Units whose status does not meet NEEDS criteria
Mojave Cogen | 10850 | GEN2 | Combined Cycle | California | 15.3 | Dropped - Units whose status does not meet NEEDS criteria
Piney Creek Project | 54144 | GEN1 | Coal Steam | Pennsylvania | 32.5 | Dropped - Units whose status does not meet NEEDS criteria
Sinclair Oil Refinery | 54374 | NO1 | O/G Steam | Wyoming | 0.4 | Dropped - Units whose status does not meet NEEDS criteria
Santa Rita Jail Hybrid | 58625 | SRJPV | Solar PV | California | 0.7 | Dropped - Units whose status does not meet NEEDS criteria
Westminster Place | 59830 | GEN1 | Combustion Turbine | Illinois | 2.4 | Dropped - Units whose status does not meet NEEDS criteria
Cecil Lynch | 167 | 3 | O/G Steam | Arkansas | 110 | Dropped - Units whose status does not meet NEEDS criteria
Harvey Couch | 169 | 2 | O/G Steam | Arkansas | 123 | Dropped - Units whose status does not meet NEEDS criteria
Lake Catherine | 170 | 1 | O/G Steam | Arkansas | 47 | Dropped - Units whose status does not meet NEEDS criteria
Lake Catherine | 170 | 2 | O/G Steam | Arkansas | 45 | Dropped - Units whose status does not meet NEEDS criteria
Lake Catherine | 170 | 3 | O/G Steam | Arkansas | 96 | Dropped - Units whose status does not meet NEEDS criteria
Mabelvale | 171 | 2 | Combustion Turbine | Arkansas | 14 | Dropped - Units whose status does not meet NEEDS criteria
Mabelvale | 171 | 4 | Combustion Turbine | Arkansas | 14 | Dropped - Units whose status does not meet NEEDS criteria
Pueblo | 460 | 5 | O/G Steam | Colorado | 7 | Dropped - Units whose status does not meet NEEDS criteria
Pueblo | 460 | 6 | O/G Steam | Colorado | 15 | Dropped - Units whose status does not meet NEEDS criteria
W N Clark | 462 | 1 | Coal Steam | Colorado | 16 | Dropped - Units whose status does not meet NEEDS criteria
W N Clark | 462 | 2 | Coal Steam | Colorado | 24.9 | Dropped - Units whose status does not meet NEEDS criteria
Arapahoe | 465 | 3 | Coal Steam | Colorado | 35 | Dropped - Units whose status does not meet NEEDS criteria
Arapahoe | 465 | 4 | Coal Steam | Colorado | 109 | Dropped - Units whose status does not meet NEEDS criteria
Turkey Point | 621 | ST2 | O/G Steam | Florida | 392 | Dropped - Units whose status does not meet NEEDS criteria
Smith Street | 679 | 10 | Combustion Turbine | Florida | 2 | Dropped - Units whose status does not meet NEEDS criteria
Smith Street | 679 | 11 | Combustion Turbine | Florida | 2 | Dropped - Units whose status does not meet NEEDS criteria
Smith Street | 679 | 3 | Combustion Turbine | Florida | 0.8 | Dropped - Units whose status does not meet NEEDS criteria
Smith Street | 679 | 4 | Combustion Turbine | Florida | 1 | Dropped - Units whose status does not meet NEEDS criteria
Smith Street | 679 | 6 | Combustion Turbine | Florida | 1.8 | Dropped - Units whose status does not meet NEEDS criteria
Smith Street | 679 | 7 | Combustion Turbine | Florida | 1.8 | Dropped - Units whose status does not meet NEEDS criteria
Smith Street | 679 | 8 | Combustion Turbine | Florida | 1.1 | Dropped - Units whose status does not meet NEEDS criteria
Smith Street | 679 | 9 | Combustion Turbine | Florida | 2 | Dropped - Units whose status does not meet NEEDS criteria
W E Swoope | 681 | 2 | Combustion Turbine | Florida | 0.9 | Dropped - Units whose status does not meet NEEDS criteria
W E Swoope | 681 | 3 | Combustion Turbine | Florida | 2 | Dropped - Units whose status does not meet NEEDS criteria
W E Swoope | 681 | 4 | Combustion Turbine | Florida | 2.2 | Dropped - Units whose status does not meet NEEDS criteria
S O Purdom | 689 | 7 | O/G Steam | Florida | 48 | Dropped - Units whose status does not meet NEEDS criteria
Rantoul | 958 | 1 | Combustion Turbine | Illinois | 0.7 | Dropped - Units whose status does not meet NEEDS criteria
La Porte | 1156 | 2 | Combustion Turbine | Iowa | 1.1 | Dropped - Units whose status does not meet NEEDS criteria
La Porte | 1156 | 5 | Combustion Turbine | Iowa | 0.8 | Dropped - Units whose status does not meet NEEDS criteria
Herington | 1283 | 1 | Combustion Turbine | Kansas | 1.6 | Dropped - Units whose status does not meet NEEDS criteria
Herington | 1283 | 2 | Combustion Turbine | Kansas | 1 | Dropped - Units whose status does not meet NEEDS criteria
Herington | 1283 | 3 | Combustion Turbine | Kansas | 3.1 | Dropped - Units whose status does not meet NEEDS criteria
Herington | 1283 | 5 | Combustion Turbine | Kansas | 0.9 | Dropped - Units whose status does not meet NEEDS criteria
Great Bend - Midwest Energy | 1334 | 1 | Combustion Turbine | Kansas | 1 | Dropped - Units whose status does not meet NEEDS criteria
Great Bend - Midwest Energy | 1334 | 2 | Combustion Turbine | Kansas | 1 | Dropped - Units whose status does not meet NEEDS criteria
Great Bend - Midwest Energy | 1334 | 3 | Combustion Turbine | Kansas | 1 | Dropped - Units whose status does not meet NEEDS criteria
Great Bend - Midwest Energy | 1334 | 4 | Combustion Turbine | Kansas | 1 | Dropped - Units whose status does not meet NEEDS criteria
Great Bend - Midwest Energy | 1334 | 5 | Combustion Turbine | Kansas | 3 | Dropped - Units whose status does not meet NEEDS criteria
Garden City | 1336 | GC3 | O/G Steam | Kansas | 8.7 | Dropped - Units whose status does not meet NEEDS criteria
Haefling | 1358 | 3 | Combustion Turbine | Kentucky | 12 | Dropped - Units whose status does not meet NEEDS criteria
Austin Downtown | 1960 | 5 | Combustion Turbine | Minnesota | 5.4 | Dropped - Units whose status does not meet NEEDS criteria
Asbury | 2076 | 2 | Coal Steam | Missouri | 14.5 | Dropped - Units whose status does not meet NEEDS criteria
Vandalia | 2165 | 1 | Combustion Turbine | Missouri | 1 | Dropped - Units whose status does not meet NEEDS criteria
Vandalia | 2165 | 10 | Combustion Turbine | Missouri | 1.1 | Dropped - Units whose status does not meet NEEDS criteria
Vandalia | 2165 | 11 | Combustion Turbine | Missouri | 1 | Dropped - Units whose status does not meet NEEDS criteria
Vandalia | 2165 | 12 | Combustion Turbine | Missouri | 1 | Dropped - Units whose status does not meet NEEDS criteria
Vandalia | 2165 | 4A | Combustion Turbine | Missouri | 1 | Dropped - Units whose status does not meet NEEDS criteria
Vandalia | 2165 | 5A | Combustion Turbine | Missouri | 1 | Dropped - Units whose status does not meet NEEDS criteria
Vandalia | 2165 | 8 | Combustion Turbine | Missouri | 0.8 | Dropped - Units whose status does not meet NEEDS criteria
Vandalia | 2165 | 9 | Combustion Turbine | Missouri | 1.1 | Dropped - Units whose status does not meet NEEDS criteria
Four Corners | 2442 | 1 | Coal Steam | New Mexico | 170 | Dropped - Units whose status does not meet NEEDS criteria
Four Corners | 2442 | 2 | Coal Steam | New Mexico | 170 | Dropped - Units whose status does not meet NEEDS criteria
Four Corners | 2442 | 3 | Coal Steam | New Mexico | 220 | Dropped - Units whose status does not meet NEEDS criteria
West Charleston | 3753 | IC3 | Combustion Turbine | Vermont | 0.9 | Dropped - Units whose status does not meet NEEDS criteria
West Charleston | 3753 | IC4 | Combustion Turbine | Vermont | 0.9 | Dropped - Units whose status does not meet NEEDS criteria
DeCordova Steam Electric Station | 8063 | 1 | O/G Steam | Texas | 771 | Dropped - Units whose status does not meet NEEDS criteria
Worcester Energy | 10165 | GEN1 | Biomass | Maine | 4 | Dropped - Units whose status does not meet NEEDS criteria
Worcester Energy | 10165 | GEN2 | Biomass | Maine | 13 | Dropped - Units whose status does not meet NEEDS criteria
Guadalupe Power Plant | 10390 | 1 | Landfill Gas | California | 0.5 | Dropped - Units whose status does not meet NEEDS criteria
Guadalupe Power Plant | 10390 | 2 | Landfill Gas | California | 0.5 | Dropped - Units whose status does not meet NEEDS criteria
Guadalupe Power Plant | 10390 | 3 | Landfill Gas | California | 0.5 | Dropped - Units whose status does not meet NEEDS criteria
Guadalupe Power Plant | 10390 | 4 | Landfill Gas | California | 1 | Dropped - Units whose status does not meet NEEDS criteria
Red Shield Envir Old Town Facility | 10700 | TG2 | O/G Steam | Maine | 3 | Dropped - Units whose status does not meet NEEDS criteria
Red Shield Envir Old Town Facility | 10700 | TG5 | Combustion Turbine | Maine | 8.8 | Dropped - Units whose status does not meet NEEDS criteria
Covington Facility | 50900 | GEN2 | Coal Steam | Virginia | 10.5 | Dropped - Units whose status does not meet NEEDS criteria
Montclair Cogen Facility | 54708 | 1 | Combustion Turbine | New Jersey | 3.7 | Dropped - Units whose status does not meet NEEDS criteria
Modern Landfill Production Plant | 55142 | GEN2 | Landfill Gas | Pennsylvania | 3 | Dropped - Units whose status does not meet NEEDS criteria
Ponnequin Phase 1 | 55203 | EXIS | Onshore Wind | Colorado | 5.2 | Dropped - Units whose status does not meet NEEDS criteria
Leviton Manufacturing | 55637 | GEN1 | Combustion Turbine | Texas | 1.8 | Dropped - Units whose status does not meet NEEDS criteria
Modern Landfill Production Plant | 55142 | GEN3 | Landfill Gas | Pennsylvania | 3 | Dropped - Units whose status does not meet NEEDS criteria
Modern Landfill Production Plant | 55142 | GEN4 | Landfill Gas | Pennsylvania | 3 | Dropped - Units whose status does not meet NEEDS criteria
John R Kelly | 664 | 7 | O/G Steam | Florida | 23.2 | Dropped - Units whose status does not meet NEEDS criteria
John R Kelly | 664 | GT1 | Combustion Turbine | Florida | 14 | Dropped - Units whose status does not meet NEEDS criteria
John R Kelly | 664 | GT2 | Combustion Turbine | Florida | 14 | Dropped - Units whose status does not meet NEEDS criteria
John R Kelly | 664 | GT3 | Combustion Turbine | Florida | 14 | Dropped - Units whose status does not meet NEEDS criteria
Dean H Mitchell | 996 | 9A | Combustion Turbine | Indiana | 17 | Dropped - Units whose status does not meet NEEDS criteria
Walter C Beckjord | 2830 | 2 | Coal Steam | Ohio | 94 | Dropped - Units whose status does not meet NEEDS criteria
Walter C Beckjord | 2830 | 3 | Coal Steam | Ohio | 128 | Dropped - Units whose status does not meet NEEDS criteria
Hatfields Ferry Power Station | 3179 | 1 | Coal Steam | Pennsylvania | 530 | Dropped - Units whose status does not meet NEEDS criteria
Hatfields Ferry Power Station | 3179 | 2 | Coal Steam | Pennsylvania | 530 | Dropped - Units whose status does not meet NEEDS criteria
Hatfields Ferry Power Station | 3179 | 3 | Coal Steam | Pennsylvania | 530 | Dropped - Units whose status does not meet NEEDS criteria
FirstEnergy Mitchell Power Station | 3181 | 2 | O/G Steam | Pennsylvania | 82 | Dropped - Units whose status does not meet NEEDS criteria
FirstEnergy Mitchell Power Station | 3181 | 3 | Coal Steam | Pennsylvania | 278 | Dropped - Units whose status does not meet NEEDS criteria
Wanapum | 3888 | 10 | Hydro | Washington | 103.8 | Dropped - Units whose status does not meet NEEDS criteria
NSB Point Hope Utility | 7485 | PG1 | Combustion Turbine | Alaska | 0.3 | Dropped - Units whose status does not meet NEEDS criteria
NSB Point Hope Utility | 7485 | PG2 | Combustion Turbine | Alaska | 0.3 | Dropped - Units whose status does not meet NEEDS criteria
Central Utilities Plant LAX | 10048 | GEN1 | Combustion Turbine | California | 3.5 | Dropped - Units whose status does not meet NEEDS criteria
Central Utilities Plant LAX | 10048 | GEN2 | Combustion Turbine | California | 3.5 | Dropped - Units whose status does not meet NEEDS criteria
Warren Lumber Mill | 50640 | GEN6 | Biomass | Arkansas | 10 | Dropped - Units whose status does not meet NEEDS criteria
Covington Facility | 50900 | GEN1 | Coal Steam | Virginia | 10.5 | Dropped - Units whose status does not meet NEEDS criteria
Mallard Ridge Gas Recovery | 55013 | GEN2 | Landfill Gas | Wisconsin | 0.8 | Dropped - Units whose status does not meet NEEDS criteria
Colton Plant | 56167 | UNT1 | Landfill Gas | California | 1.3 | Dropped - Units whose status does not meet NEEDS criteria
MillerCoors Trenton Brewery | 58059 | GE | Coal Steam | Ohio | 8 | Dropped - Units whose status does not meet NEEDS criteria
MillerCoors Trenton Brewery | 58059 | MURR | Coal Steam | Ohio | 3 | Dropped - Units whose status does not meet NEEDS criteria
Harllee Branch | 709 | 2 | Coal Steam | Georgia | 325 | Dropped - Units whose status does not meet NEEDS criteria
Thetford | 1719 | 5 | Combustion Turbine | Michigan | 15 | Dropped - Units whose status does not meet NEEDS criteria
Thetford | 1719 | 6 | Combustion Turbine | Michigan | 15 | Dropped - Units whose status does not meet NEEDS criteria
Thetford | 1719 | 7 | Combustion Turbine | Michigan | 14 | Dropped - Units whose status does not meet NEEDS criteria
Thetford | 1719 | 8 | Combustion Turbine | Michigan | 11 | Dropped - Units whose status does not meet NEEDS criteria
Thetford | 1719 | 9 | Combustion Turbine | Michigan | 12 | Dropped - Units whose status does not meet NEEDS criteria
Titus | 3115 | 1 | Coal Steam | Pennsylvania | 72 | Dropped - Units whose status does not meet NEEDS criteria
Titus | 3115 | 2 | Coal Steam | Pennsylvania | 72 | Dropped - Units whose status does not meet NEEDS criteria
Titus | 3115 | 3 | Coal Steam | Pennsylvania | 72 | Dropped - Units whose status does not meet NEEDS criteria
Moore County | 3483 | 3 | O/G Steam | Texas | 46 | Dropped - Units whose status does not meet NEEDS criteria
Thomas C Ferguson | 4937 | 1 | O/G Steam | Texas | 350 | Dropped - Units whose status does not meet NEEDS criteria
Waverly Municipal Electric North Plant | 6554 | 5 | Combustion Turbine | Iowa | 1.2 | Dropped - Units whose status does not meet NEEDS criteria
Waverly Municipal Electric North Plant | 6554 | 6 | Combustion Turbine | Iowa | 1.3 | Dropped - Units whose status does not meet NEEDS criteria
John Deere Harvester Works | 10039 | GEN4 | Coal Steam | Illinois | 2.5 | Dropped - Units whose status does not meet NEEDS criteria
AES Deepwater | 10670 | GEN1 | Coal Steam | Texas | 138 | Dropped - Units whose status does not meet NEEDS criteria
AES Deepwater | 10670 | REDST | Energy Storage | Texas | 1 | Dropped - Units whose status does not meet NEEDS criteria
Jackson County Resource Recovery | 10722 | 1 | Municipal Solid Waste | Michigan | 3 | Dropped - Units whose status does not meet NEEDS criteria
Koppers Susquehanna Plant | 10731 | GEN1 | Biomass | Pennsylvania | 12 | Dropped - Units whose status does not meet NEEDS criteria
Lowell Cogeneration Company LP | 10802 | GEN1 | Combined Cycle | Massachusetts | 20 | Dropped - Units whose status does not meet NEEDS criteria
Lowell Cogeneration Company LP | 10802 | GEN2 | Combined Cycle | Massachusetts | 8.5 | Dropped - Units whose status does not meet NEEDS criteria
Park 500 Philip Morris USA | 50275 | TG2 | Coal Steam | Virginia | 0 | Dropped - Units whose status does not meet NEEDS criteria
Syracuse Energy | 50651 | GEN1 | Coal Steam | New York | 62.8 | Dropped - Units whose status does not meet NEEDS criteria
Syracuse Energy | 50651 | GEN2 | Coal Steam | New York | 11 | Dropped - Units whose status does not meet NEEDS criteria
Wheelabrator Claremont Facility | 50872 | GEN1 | Municipal Solid Waste | New Hampshire | 4.5 | Dropped - Units whose status does not meet NEEDS criteria
GRS Richmond | 55587 | 1 | Landfill Gas | Virginia | 0.9 | Dropped - Units whose status does not meet NEEDS criteria
GRS Richmond | 55587 | 2 | Landfill Gas | Virginia | 0.9 | Dropped - Units whose status does not meet NEEDS criteria
GRS Richmond | 55587 | 3 | Landfill Gas | Virginia | 0.9 | Dropped - Units whose status does not meet NEEDS criteria
AD Srvcs Glacier Ridge Landfill, LLC | 55817 | NO 1 | Landfill Gas | Wisconsin | 0.9 | Dropped - Units whose status does not meet NEEDS criteria
AD Srvcs Glacier Ridge Landfill, LLC | 55817 | NO 2 | Landfill Gas | Wisconsin | 0.9 | Dropped - Units whose status does not meet NEEDS criteria
GE - Tehachapi | 57566 | 1.6PR | Onshore Wind | California | 1.6 | Dropped - Units whose status does not meet NEEDS criteria
Riverside | 1081 | 3HS | Coal Steam | Iowa | 4 | Dropped - Units whose status does not meet NEEDS criteria
Independence (IA) | 1149 | 3A | Combustion Turbine | Iowa | 1.8 | Dropped - Units whose status does not meet NEEDS criteria
Independence (IA) | 1149 | 3B | Combustion Turbine | Iowa | 1.8 | Dropped - Units whose status does not meet NEEDS criteria
Independence (IA) | 1149 | 4A | Combustion Turbine | Iowa | 1.8 | Dropped - Units whose status does not meet NEEDS criteria
Independence (IA) | 1149 | 4B | Combustion Turbine | Iowa | 1.8 | Dropped - Units whose status does not meet NEEDS criteria
Kotzebue Hybrid | 6304 | 11 | Combustion Turbine | Alaska | 1 | Dropped - Units whose status does not meet NEEDS criteria
Selawik | 6341 | 2A | Combustion Turbine | Alaska | 0.5 | Dropped - Units whose status does not meet NEEDS criteria
General Electric Aircraft Engines | 10029 | GEN8 | Combustion Turbine | Massachusetts | 19.1 | Dropped - Units whose status does not meet NEEDS criteria
Archer Daniels Midland Peoria | 10866 | GEN1 | Coal Steam | Illinois | 1.5 | Dropped - Units whose status does not meet NEEDS criteria
International Paper Courtland Mill | 50245 | GT | Combustion Turbine | Alabama | 30 | Dropped - Units whose status does not meet NEEDS criteria
Thermo Power & Electric | 50676 | GEN1 | Combined Cycle | Colorado | 30 | Dropped - Units whose status does not meet NEEDS criteria
Thermo Power & Electric | 50676 | GEN2 | Combined Cycle | Colorado | 30 | Dropped - Units whose status does not meet NEEDS criteria
Thermo Power & Electric | 50676 | GEN3 | Combined Cycle | Colorado | 8 | Dropped - Units whose status does not meet NEEDS criteria
Wythe Park Power Petersburg Plant | 54045 | 1 | Fossil Waste | Virginia | 3 | Dropped - Units whose status does not meet NEEDS criteria
Harris Energy Realty | 54981 | GILD | Hydro | Massachusetts | 0.3 | Dropped - Units whose status does not meet NEEDS criteria
Harris Energy Realty | 54981 | TOM | Hydro | Massachusetts | 0.4 | Dropped - Units whose status does not meet NEEDS criteria
Kahuku Wind Power LLC | 57087 | 2 | Energy Storage | Hawaii | 15 | Dropped - Units whose status does not meet NEEDS criteria
Silver Grove | 57955 | 1 | Combustion Turbine | Kentucky | 4.3 | Dropped - Units whose status does not meet NEEDS criteria
Widows Creek | 50 | 3 | Coal Steam | Alabama | 111 | Dropped - Units whose status does not meet NEEDS criteria
Widows Creek | 50 | 5 | Coal Steam | Alabama | 111 | Dropped - Units whose status does not meet NEEDS criteria
Saguaro | 118 | 1 | O/G Steam | Arizona | 110 | Dropped - Units whose status does not meet NEEDS criteria
Saguaro | 118 | 2 | O/G Steam | Arizona | 100 | Dropped - Units whose status does not meet NEEDS criteria
Alta Powerhouse | 214 | 2 | Hydro | California | 1 | Dropped - Units whose status does not meet NEEDS criteria
El Segundo Power | 330 | 3 | O/G Steam | California | 335 | Dropped - Units whose status does not meet NEEDS criteria
Indian River Generating Station | 594 | 1 | Coal Steam | Delaware | 89 | Dropped - Units whose status does not meet NEEDS criteria
Indian River Generating Station | 594 | 2 | Coal Steam | Delaware | 89 | Dropped - Units whose status does not meet NEEDS criteria
Boulevard | 732 | 2 | Combustion Turbine | Georgia | 14 | Dropped - Units whose status does not meet NEEDS criteria
Boulevard | 732 | 3 | Combustion Turbine | Georgia | 14 | Dropped - Units whose status does not meet NEEDS criteria
Carmi | 937 | 5 | Combustion Turbine | Illinois | 0.5 | Dropped - Units whose status does not meet NEEDS criteria
Independence (IA) | 1149 | 1 | Combustion Turbine | Iowa | 0.8 | Dropped - Units whose status does not meet NEEDS criteria
Independence (IA) | 1149 | 5 | Combustion Turbine | Iowa | 2.3 | Dropped - Units whose status does not meet NEEDS criteria
Independence (IA) | 1149 | 6 | Combustion Turbine | Iowa | 2.8 | Dropped - Units whose status does not meet NEEDS criteria
Independence (IA) | 1149 | 7 | Combustion Turbine | Iowa | 5.8 | Dropped - Units whose status does not meet NEEDS criteria
Veazie Hydro Station | 1479 | VZ01 | Hydro | Maine | 0.7 | Dropped - Units whose status does not meet NEEDS criteria
Veazie Hydro Station | 1479 | VZ02 | Hydro | Maine | 0.3 | Dropped - Units whose status does not meet NEEDS criteria
Veazie Hydro Station | 1479 | VZ03 | Hydro | Maine | 0.3 | Dropped - Units whose status does not meet NEEDS criteria
Veazie Hydro Station | 1479 | VZ04 | Hydro | Maine | 0.3 | Dropped - Units whose status does not meet NEEDS criteria
Veazie Hydro Station | 1479 | VZ05 | Hydro | Maine | 0.3 | Dropped - Units whose status does not meet NEEDS criteria
Veazie Hydro Station | 1479 | VZ06 | Hydro | Maine | 0.3 | Dropped - Units whose status does not meet NEEDS criteria
Veazie Hydro Station | 1479 | VZ07 | Hydro | Maine | 0.3 | Dropped - Units whose status does not meet NEEDS criteria
Veazie Hydro Station | 1479 | VZ08 | Hydro | Maine | 0.3 | Dropped - Units whose status does not meet NEEDS criteria
Veazie Hydro Station | 1479 | VZ09 | Hydro | Maine | 0.3 | Dropped - Units whose status does not meet NEEDS criteria
Veazie Hydro Station | 1479 | VZ10 | Hydro | Maine | 0.3 | Dropped - Units whose status does not meet NEEDS criteria
Veazie Hydro Station | 1479 | VZ11 | Hydro | Maine | 0.3 | Dropped - Units whose status does not meet NEEDS criteria
Veazie Hydro Station | 1479 | VZ12 | Hydro | Maine | 0.3 | Dropped - Units whose status does not meet NEEDS criteria
Veazie Hydro Station | 1479 | VZ13 | Hydro | Maine | 0.3 | Dropped - Units whose status does not meet NEEDS criteria
Veazie Hydro Station | 1479 | VZ15 | Hydro | Maine | 0.5 | Dropped - Units whose status does not meet NEEDS criteria
Hillsdale | 1829 | 10 | Combustion Turbine | Michigan | 1.8 | Dropped - Units whose status does not meet NEEDS criteria
Hillsdale | 1829 | 7 | Combustion Turbine | Michigan | 1.5 | Dropped - Units whose status does not meet NEEDS criteria
Hillsdale | 1829 | 8 | Combustion Turbine | Michigan | 1.5 | Dropped - Units whose status does not meet NEEDS criteria
Hillsdale | 1829 | 9 | Combustion Turbine | Michigan | 1.8 | Dropped - Units whose status does not meet NEEDS criteria
Hooper Bay | 6319 | 4A | Combustion Turbine | Alaska | 0.3 | Dropped - Units whose status does not meet NEEDS criteria
NSB Point Lay Utility | 7486 | PG1A | Combustion Turbine | Alaska | 0.3 | Dropped - Units whose status does not meet NEEDS criteria
NSB Point Lay Utility | 7486 | PG2A | Combustion Turbine | Alaska | 0.3 | Dropped - Units whose status does not meet NEEDS criteria
NSB Point Lay Utility | 7486 | PG3A | Combustion Turbine | Alaska | 0.3 | Dropped - Units whose status does not meet NEEDS criteria
NSB Point Lay Utility | 7486 | PG4A | Combustion Turbine | Alaska | 0.3 | Dropped - Units whose status does not meet NEEDS criteria
NSB Point Lay Utility | 7486 | PG5 | Combustion Turbine | Alaska | 0.3 | Dropped - Units whose status does not meet NEEDS criteria
NSB Point Lay Utility | 7486 | PG6 | Combustion Turbine | Alaska | 0.3 | Dropped - Units whose status does not meet NEEDS criteria
Univ of Calif Santa Cruz Cogeneration | 50064 | 001 | Combustion Turbine | California | 2.6 | Dropped - Units whose status does not meet NEEDS criteria
MMSD Jones Island Wastewater | 54851 | GEN2 | Combustion Turbine | Wisconsin | 13 | Dropped - Units whose status does not meet NEEDS criteria
Oak Tree Farm Dairy Facility | 58221 | 1 | Combustion Turbine | New York | 0.3 | Dropped - Units whose status does not meet NEEDS criteria
Oak Tree Farm Dairy Facility | 58221 | 2 | Combustion Turbine | New York | 0.3 | Dropped - Units whose status does not meet NEEDS criteria
Oak Tree Farm Dairy Facility | 58221 | 3 | Combustion Turbine | New York | 0.3 | Dropped - Units whose status does not meet NEEDS criteria
Oak Tree Farm Dairy Facility | 58221 | 4 | Combustion Turbine | New York | 0.3 | Dropped - Units whose status does not meet NEEDS criteria
Cecil Lynch | 167 | 2 | O/G Steam | Arkansas | 60 | Dropped - Units whose status does not meet NEEDS criteria
Robert E Ritchie | 173 | GT1 | Combustion Turbine | Arkansas | 16 | Dropped - Units whose status does not meet NEEDS criteria
San Onofre Nuclear Generating Station | 360 | 2 | Nuclear | California | 1070 | Dropped - Units whose status does not meet NEEDS criteria
San Onofre Nuclear Generating Station | 360 | 3 | Nuclear | California | 1080 | Dropped - Units whose status does not meet NEEDS criteria
Haynes | 400 | 5 | O/G Steam | California | 292 | Dropped - Units whose status does not meet NEEDS criteria
Haynes | 400 | 6 | O/G Steam | California | 238 | Dropped - Units whose status does not meet NEEDS criteria
NRG Norwalk Harbor | 548 | 1 | O/G Steam | Connecticut | 162 | Dropped - Units whose status does not meet NEEDS criteria
NRG Norwalk Harbor | 548 | 10 | Combustion Turbine | Connecticut | 11.9 | Dropped - Units whose status does not meet NEEDS criteria
NRG Norwalk Harbor | 548 | 2 | O/G Steam | Connecticut | 168 | Dropped - Units whose status does not meet NEEDS criteria
Harding Street | 990 | 3 | O/G Steam | Indiana | 35 | Dropped - Units whose status does not meet NEEDS criteria
Harding Street | 990 | 4 | O/G Steam | Indiana | 35 | Dropped - Units whose status does not meet NEEDS criteria
Harding Street | 990 | GT3 | Combustion Turbine | Indiana | 10 | Dropped - Units whose status does not meet NEEDS criteria
Eagle Valley (IN) | 991 | 2 | O/G Steam | Indiana | 39 | Dropped - Units whose status does not meet NEEDS criteria
Eagle Valley (IN) | 991 | ST1 | O/G Steam | Indiana | 39 | Dropped - Units whose status does not meet NEEDS criteria
Lansing | 1047 | 3 | Coal Steam | Iowa | 29.4 | Dropped - Units whose status does not meet NEEDS criteria
Estherville | 1137 | 6 | Combustion Turbine | Iowa | 0 | Dropped - Units whose status does not meet NEEDS criteria
Brayton Point | 1619 | IC1 | Combustion Turbine | Massachusetts | 2.5 | Dropped - Units whose status does not meet NEEDS criteria
Brayton Point | 1619 | IC2 | Combustion Turbine | Massachusetts | 2.5 | Dropped - Units whose status does not meet NEEDS criteria
Brayton Point | 1619 | IC3 | Combustion Turbine | Massachusetts | 2.5 | Dropped - Units whose status does not meet NEEDS criteria
Brayton Point | 1619 | IC4 | Combustion Turbine | Massachusetts | 2.5 | Dropped - Units whose status does not meet NEEDS criteria
Plant No 1 Freeport | 2678 | 1 | Combustion Turbine | New York | 1.5 | Dropped - Units whose status does not meet NEEDS criteria
O H Hutchings | 2848 | 4 | Coal Steam | Ohio | 63 | Dropped - Units whose status does not meet NEEDS criteria
FirstEnergy Mad River | 2860 | CTA | Combustion Turbine | Ohio | 25 | Dropped - Units whose status does not meet NEEDS criteria
FirstEnergy Mad River | 2860 | CTB | Combustion Turbine | Ohio | 25 | Dropped - Units whose status does not meet NEEDS criteria
Portland (PA) | 3113 | 2 | Coal Steam | Pennsylvania | 226 | Dropped - Units whose status does not meet NEEDS criteria
Leon Creek | 3609 | 3 | O/G Steam | Texas | 60 | Dropped - Units whose status does not meet NEEDS criteria
Leon Creek | 3609 | 4 | O/G Steam | Texas | 95 | Dropped - Units whose status does not meet NEEDS criteria
Domtar Paper Company Rothschild | 50190 | TG2 | O/G Steam | Wisconsin | 4.7 | Dropped - Units whose status does not meet NEEDS criteria
Wheelabrator Lassen | 50298 | GEN1 | Combustion Turbine | California | 42.7 | Dropped - Units whose status does not meet NEEDS criteria
Lincoln Paper & Tissue | 54587 | WEST | Non-Fossil Waste | Maine | 3.5 | Dropped - Units whose status does not meet NEEDS criteria
Mallard Ridge Gas Recovery | 55013 | GEN1 | Landfill Gas | Wisconsin | 0.8 | Dropped - Units whose status does not meet NEEDS criteria
Ridgeview | 55925 | GEN9 | Landfill Gas | Wisconsin | 0.8 | Dropped - Units whose status does not meet NEEDS criteria
Fox Valley Energy Center | 56037 | 1 | Biomass | Wisconsin | 6.5 | Dropped - Units whose status does not meet NEEDS criteria
Prairie Horizon Agri Energy | 58183 | T5687 | O/G Steam | Kansas | 0.9 | Dropped - Units whose status does not meet NEEDS criteria
Cecil Lynch | 167 | 4 | Combustion Turbine | Arkansas | 5 | Dropped - Units whose status does not meet NEEDS criteria
Contra Costa | 228 | 6 | O/G Steam | California | 335 | Dropped - Units whose status does not meet NEEDS criteria
Contra Costa | 228 | 7 | O/G Steam | California | 337 | Dropped - Units whose status does not meet NEEDS criteria
Yuma | 524 | 1 | Combustion Turbine | Colorado | 0.1 | Dropped - Units whose status does not meet NEEDS criteria
Yuma | 524 | 2 | Combustion Turbine | Colorado | 0.1 | Dropped - Units whose status does not meet NEEDS criteria
Yuma | 524 | 3 | Combustion Turbine | Colorado | 0.2 | Dropped - Units whose status does not meet NEEDS criteria
Yuma | 524 | 4 | Combustion Turbine | Colorado | 0.5 | Dropped - Units whose status does not meet NEEDS criteria
G W Ivey | 665 | 10 | Combustion Turbine | Florida | 2 | Dropped - Units whose status does not meet NEEDS criteria
G W Ivey | 665 | 11 | Combustion Turbine | Florida | 3 | Dropped - Units whose status does not meet NEEDS criteria
G W Ivey | 665 | 12 | Combustion Turbine | Florida | 3 | Dropped - Units whose status does not meet NEEDS criteria
G W Ivey | 665 | 18 | Combustion Turbine | Florida | 8 | Dropped - Units whose status does not meet NEEDS criteria
G W Ivey | 665 | 8 | Combustion Turbine | Florida | 2 | Dropped - Units whose status does not meet NEEDS criteria
G W Ivey | 665 | 9 | Combustion Turbine | Florida | 2 | Dropped - Units whose status does not meet NEEDS criteria
Gowrie | 1141 | 1 | Combustion Turbine | Iowa | 1.1 | Dropped - Units whose status does not meet NEEDS criteria
Gowrie | 1141 | 2 | Combustion Turbine | Iowa | 1.1 | Dropped - Units whose status does not meet NEEDS criteria
Attica | 1260 | 1 | Combustion Turbine | Kansas | 0.5 | Dropped - Units whose status does not meet NEEDS criteria
Attica | 1260 | 2 | Combustion Turbine | Kansas | 0.9 | Dropped - Units whose status does not meet NEEDS criteria
Attica | 1260 | 4A | Combustion Turbine | Kansas | 0.7 | Dropped - Units whose status does not meet NEEDS criteria
Attica | 1260 | IC3 | Combustion Turbine | Kansas | 1 | Dropped - Units whose status does not meet NEEDS criteria
Veazie Hydro Station | 1479 | VZ14 | Hydro | Maine | 0.3 | Dropped - Units whose status does not meet NEEDS criteria
Benson City of | 1964 | 5 | Combustion Turbine | Minnesota | 0.9 | Dropped - Units whose status does not meet NEEDS criteria
Benson City of | 1964 | 6 | Combustion Turbine | Minnesota | 1.2 | Dropped - Units whose status does not meet NEEDS criteria
Glencoe | 1975 | 6 | Combustion Turbine | Minnesota | 1 | Dropped - Units whose status does not meet NEEDS criteria
Sidney (NE) | 2302 | 2 | Combustion Turbine | Nebraska | 2 | Dropped - Units whose status does not meet NEEDS criteria
Sutherland IC | 2306 | 1 | Combustion Turbine | Nebraska | 0.5 | Dropped - Units whose status does not meet NEEDS criteria
Sutherland IC | 2306 | 2 | Combustion Turbine | Nebraska | 0.9 | Dropped - Units whose status does not meet NEEDS criteria
Sutherland IC | 2306 | 4 | Combustion Turbine | Nebraska | 1.4 | Dropped - Units whose status does not meet NEEDS criteria
Montauk | 2515 | 2 | Combustion Turbine | New York | 0 | Dropped - Units whose status does not meet NEEDS criteria
Montauk | 2515 | 3 | Combustion Turbine | New York | 0 | Dropped - Units whose status does not meet NEEDS criteria
Montauk | 2515 | 4 | Combustion Turbine | New York | 0 | Dropped - Units whose status does not meet NEEDS criteria
Buck | 2720 | 5 | Coal Steam | North Carolina | 128 | Dropped - Units whose status does not meet NEEDS criteria
Buck | 2720 | 6 | Coal Steam | North Carolina | 128 | Dropped - Units whose status does not meet NEEDS criteria
Riverbend | 2732 | 4 | Coal Steam | North Carolina | 94 | Dropped - Units whose status does not meet NEEDS criteria
Riverbend | 2732 | 5 | Coal Steam | North Carolina | 94 | Dropped - Units whose status does not meet NEEDS criteria
Riverbend | 2732 | 6 | Coal Steam | North Carolina | 133 | Dropped - Units whose status does not meet NEEDS criteria
Riverbend | 2732 | 7 | Coal Steam | North Carolina | 133 | Dropped - Units whose status does not meet NEEDS criteria
Galena Electric Utility | 7437 | 2 | Combustion Turbine | Alaska | 0.7 | Dropped - Units whose status does not meet NEEDS criteria
Kewaunee | 8024 | 1 | Nuclear | Wisconsin | 566 | Dropped - Units whose status does not meet NEEDS criteria
GRS American Canyon | 10392 | 1 | Landfill Gas | California | 0.7 | Dropped - Units whose status does not meet NEEDS criteria
GRS American Canyon | 10392 | 2 | Landfill Gas | California | 0.7 | Dropped - Units whose status does not meet NEEDS criteria
Ridgewood Providence Power | 50365 | GEN1 | Landfill Gas | Rhode Island | 1.7 | Dropped - Units whose status does not meet NEEDS criteria
Ridgewood Providence Power | 50365 | GEN2 | Landfill Gas | Rhode Island | 1.7 | Dropped - Units whose status does not meet NEEDS criteria
Ridgewood Providence Power | 50365 | GEN3 | Landfill Gas | Rhode Island | 1.7 | Dropped - Units whose status does not meet NEEDS criteria
Ridgewood Providence Power | 50365 | GEN4 | Landfill Gas | Rhode Island | 1.7 | Dropped - Units whose status does not meet NEEDS criteria
Ridgewood Providence Power | 50365 | GEN5 | Landfill Gas | Rhode Island | 1.7 | Dropped - Units whose status does not meet NEEDS criteria
Ridgewood Providence Power | 50365 | GEN6 | Landfill Gas | Rhode Island | 1.7 | Dropped - Units whose status does not meet NEEDS criteria
Ridgewood Providence Power | 50365 | GEN7 | Landfill Gas | Rhode Island | 1.7 | Dropped - Units whose status does not meet NEEDS criteria
Ridgewood Providence Power | 50365 | GEN8 | Landfill Gas | Rhode Island | 1.7 | Dropped - Units whose status does not meet NEEDS criteria
Ridgewood Providence Power | 50365 | GEN9 | Landfill Gas | Rhode Island | 1.7 | Dropped - Units whose status does not meet NEEDS criteria
Water Filter Plant #2 | 55534 | 3516 | Combustion Turbine | North Carolina | 1.3 | Dropped - Units whose status does not meet NEEDS criteria
NAE Shaokatan Power | 56217 | SPP2 | Onshore Wind | Minnesota | 0.8 | Dropped - Units whose status does not meet NEEDS criteria
NAE Shaokatan Power | 56217 | SPP3 | Onshore Wind | Minnesota | 0.8 | Dropped - Units whose status does not meet NEEDS criteria
Bradley Gas Recovery | 56533 | GEN1 | Landfill Gas | California | 1.3 | Dropped - Units whose status does not meet NEEDS criteria
Bradley Gas Recovery | 56533 | GEN2 | Landfill Gas | California | 1.3 | Dropped - Units whose status does not meet NEEDS criteria
Bradley Gas Recovery | 56533 | GEN3 | Landfill Gas | California | 1.3 | Dropped - Units whose status does not meet NEEDS criteria
Bradley Gas Recovery | 56533 | GEN4 | Landfill Gas | California | 1.3 | Dropped - Units whose status does not meet NEEDS criteria
Bradley Gas Recovery | 56533 | GEN5 | Landfill Gas | California | 1.3 | Dropped - Units whose status does not meet NEEDS criteria
AES Johnson City | 57972 | JCP1 | Energy Storage | New York | 8 | Dropped - Units whose status does not meet NEEDS criteria
Saguaro | 118 | PV1 | Solar Thermal | Arizona | 1 | Dropped - Units whose status does not meet NEEDS criteria
Kerckhoff | 250 | H2 | Hydro | California | 12.6 | Dropped - Units whose status does not meet NEEDS criteria
Rancho Seco Solar | 529 | 1 | Solar PV | California | 1 | Dropped - Units whose status does not meet NEEDS criteria
Rancho Seco Solar | 529 | 2 | Solar PV | California | 1 | Dropped - Units whose status does not meet NEEDS criteria
Bowen | 703 | 6 | Combustion Turbine | Georgia | 32 | Dropped - Units whose status does not meet NEEDS criteria
Veazie Hydro Station | 1479 | VZ16 | Hydro | Maine | 1.4 | Dropped - Units whose status does not meet NEEDS criteria
Veazie Hydro Station | 1479 | VZ17 | Hydro | Maine | 1.4 | Dropped - Units whose status does not meet NEEDS criteria
Trenton Diesel | 2163 | 1 | Combustion Turbine | Missouri | 0.3 | Dropped - Units whose status does not meet NEEDS criteria
Trenton Diesel | 2163 | 2 | Combustion Turbine | Missouri | 0.3 | Dropped - Units whose status does not meet NEEDS criteria
Rainbow (MT) | 2193 | RAI1 | Hydro | Montana | 4 | Dropped - Units whose status does not meet NEEDS criteria
Rainbow (MT) | 2193 | RAI2 | Hydro | Montana | 4 | Dropped - Units whose status does not meet NEEDS criteria
Rainbow (MT) | 2193 | RAI3 | Hydro | Montana | 4 | Dropped - Units whose status does not meet NEEDS criteria
Rainbow (MT) | 2193 | RAI4 | Hydro | Montana | 4 | Dropped - Units whose status does not meet NEEDS criteria
Rainbow (MT) | 2193 | RAI5 | Hydro | Montana | 4 | Dropped - Units whose status does not meet NEEDS criteria
Rainbow (MT) | 2193 | RAI6 | Hydro | Montana | 4 | Dropped - Units whose status does not meet NEEDS criteria
Rainbow (MT) | 2193 | RAI7 | Hydro | Montana | 6 | Dropped - Units whose status does not meet NEEDS criteria
Rainbow (MT) | 2193 | RAI8 | Hydro | Montana | 6 | Dropped - Units whose status does not meet NEEDS criteria
Crete | 2231 | 1 | Combustion Turbine | Nebraska | 0.4 | Dropped - Units whose status does not meet NEEDS criteria
Crete | 2231 | 2 | Combustion Turbine | Nebraska | 1.3 | Dropped - Units whose status does not meet NEEDS criteria
Crete | 2231 | 3 | Combustion Turbine | Nebraska | 0.8 | Dropped - Units whose status does not meet NEEDS criteria
Crete | 2231 | 4 | Combustion Turbine | Nebraska | 1 | Dropped - Units whose status does not meet NEEDS criteria
Crete | 2231 | 5 | Combustion Turbine | Nebraska | 2.4 | Dropped - Units whose status does not meet NEEDS criteria
Crete | 2231 | 6 | Combustion Turbine | Nebraska | 3.3 | Dropped - Units whose status does not meet NEEDS criteria
Mammoth G2 | 10481 | T101 | Geothermal | California | 3.8 | Dropped - Units whose status does not meet NEEDS criteria
Mammoth G2 | 10481 | T102 | Geothermal | California | 4.6 | Dropped - Units whose status does not meet NEEDS criteria
Mammoth G2 | 10481 | T103 | Geothermal | California | 4.2 | Dropped - Units whose status does not meet NEEDS criteria
Rittman Paperboard | 54235 | GEN1 | Coal Steam | Ohio | 3 | Dropped - Units whose status does not meet NEEDS criteria
Rittman Paperboard | 54235 | GEN2 | Coal Steam | Ohio | 5 | Dropped - Units whose status does not meet NEEDS criteria
Rittman Paperboard | 54235 | GEN3 | Coal Steam | Ohio | 6 | Dropped - Units whose status does not meet NEEDS criteria
South Georgia Medical Center | 54848 | GEN1 | Combustion Turbine | Georgia | 0.4 | Dropped - Units whose status does not meet NEEDS criteria
South Georgia Medical Center | 54848 | GEN2 | Combustion Turbine | Georgia | 0.4 | Dropped - Units whose status does not meet NEEDS criteria
South Georgia Medical Center | 54848 | GEN3 | Combustion Turbine | Georgia | 0.4 | Dropped - Units whose status does not meet NEEDS criteria
Ina Road Water Pollution Control Fac | 55257 | 1 | Combustion Turbine | Arizona | 0.6 | Dropped - Units whose status does not meet NEEDS criteria
Ina Road Water Pollution Control Fac | 55257 | 2 | Combustion Turbine | Arizona | 0.6 | Dropped - Units whose status does not meet NEEDS criteria
Ina Road Water Pollution Control Fac | 55257 | 3 | Combustion Turbine | Arizona | 0.6 | Dropped - Units whose status does not meet NEEDS criteria
Ina Road Water Pollution Control Fac | 55257 | 4 | Combustion Turbine | Arizona | 0.6 | Dropped - Units whose status does not meet NEEDS criteria
Ina Road Water Pollution Control Fac | 55257 | 5 | Combustion Turbine | Arizona | 0.6 | Dropped - Units whose status does not meet NEEDS criteria
Ina Road Water Pollution Control Fac | 55257 | 6 | Combustion Turbine | Arizona | 0.6 | Dropped - Units whose status does not meet NEEDS criteria
Ina Road Water Pollution Control Fac | 55257 | 7 | Combustion Turbine | Arizona | 0.6 | Dropped - Units whose status does not meet NEEDS criteria
Worcester County Renewable Energy | 56641 | 1 | Landfill Gas | Maryland | 1 | Dropped - Units whose status does not meet NEEDS criteria
Worcester County Renewable Energy | 56641 | 2 | Landfill Gas | Maryland | 1 | Dropped - Units whose status does not meet NEEDS criteria
CJTS Energy Center | 58365 | UNIT4 | Fuel Cell | Connecticut | 0.2 | Dropped - Units whose status does not meet NEEDS criteria
CJTS Energy Center | 58365 | UNIT6 | Fuel Cell | Connecticut | 0.2 | Dropped - Units whose status does not meet NEEDS criteria
Iola | 1291 | 11 | Combustion Turbine | Kansas | 2 | Dropped - Units whose status does not meet NEEDS criteria
Iola | 1291 | 12 | Combustion Turbine | Kansas | 2 | Dropped - Units whose status does not meet NEEDS criteria
Iola | 1291 | 13 | Combustion Turbine | Kansas | 2 | Dropped - Units whose status does not meet NEEDS criteria
Conners Creek | 1726 | 1 | Combustion Turbine | Michigan | 2.3 | Dropped - Units whose status does not meet NEEDS criteria
Conners Creek | 1726 | 15 | O/G Steam | Michigan | 100 | Dropped - Units whose status does not meet NEEDS criteria
Conners Creek | 1726 | 16 | O/G Steam | Michigan | 130 | Dropped - Units whose status does not meet NEEDS criteria
Conners Creek | 1726 | 2 | Combustion Turbine | Michigan | 2.3 | Dropped - Units whose status does not meet NEEDS criteria
Cape Fear | 2708 | 1 | Combined Cycle | North Carolina | 11 | Dropped - Units whose status does not meet NEEDS criteria
Cape Fear | 2708 | 1A | Combined Cycle | North Carolina | 11 | Dropped - Units whose status does not meet NEEDS criteria
Cape Fear | 2708 | 1B | Combined Cycle | North Carolina | 12 | Dropped - Units whose status does not meet NEEDS criteria
Cape Fear | 2708 | 2 | Combined Cycle | North Carolina | 7 | Dropped - Units whose status does not meet NEEDS criteria
Cape Fear | 2708 | 2A | Combined Cycle | North Carolina | 12 | Dropped - Units whose status does not meet NEEDS criteria
H B Robinson | 3251 | GT1 | Combustion Turbine | South Carolina | 11 | Dropped - Units whose status does not meet NEEDS criteria
Cabot Holyoke | 9864 | 6 | O/G Steam | Massachusetts | 9.3 | Dropped - Units whose status does not meet NEEDS criteria
Cabot Holyoke | 9864 | 8 | O/G Steam | Massachusetts | 9.3 | Dropped - Units whose status does not meet NEEDS criteria
Menominee Acquisition | 52017 | ST2 | Coal Steam | Michigan | 2.5 | Dropped - Units whose status does not meet NEEDS criteria
Port Edwards Mill | 54103 | GEN4 | O/G Steam | Wisconsin | 1.8 | Dropped - Units whose status does not meet NEEDS criteria
Port Edwards Mill | 54103 | GEN7 | O/G Steam | Wisconsin | 4.7 | Dropped - Units whose status does not meet NEEDS criteria
Kamin LLC Wrens Mine | 55961 | WM1 | Combustion Turbine | Georgia | 1 | Dropped - Units whose status does not meet NEEDS criteria
Kamin LLC Wrens Mine | 55961 | WM2 | Combustion Turbine | Georgia | 1 | Dropped - Units whose status does not meet NEEDS criteria
Thermo No 1 | 57353 | 1 | Geothermal | Utah | 11 | Dropped - Units whose status does not meet NEEDS criteria
Jacksonville Developmental Center | 57918 | 1 | Coal Steam | Illinois | 0.7 | Dropped - Units whose status does not meet NEEDS criteria
Jacksonville Developmental Center | 57918 | 2 | Coal Steam | Illinois | 0.7 | Dropped - Units whose status does not meet NEEDS criteria
Jacksonville Developmental Center | 57918 | 3 | Coal Steam | Illinois | 2 | Dropped - Units whose status does not meet NEEDS criteria
Connecticut Valley Hospital Plant | 58176 | ST#1 | Combined Cycle | Connecticut | 0.7 | Dropped - Units whose status does not meet NEEDS criteria
Connecticut Valley Hospital Plant | 58176 | ST#2 | Combined Cycle | Connecticut | 0.5 | Dropped - Units whose status does not meet NEEDS criteria
Connecticut Valley Hospital Plant | 58176 | ST#3 | Combined Cycle | Connecticut | 0.5 | Dropped - Units whose status does not meet NEEDS criteria
Hamilton Moses | 168 | 1 | O/G Steam | Arkansas | 67 | Dropped - Units whose status does not meet NEEDS criteria
Hamilton Moses | 168 | 2 | O/G Steam | Arkansas | 67 | Dropped - Units whose status does not meet NEEDS criteria
Robert E Ritchie | 173 | 1 | O/G Steam | Arkansas | 300 | Dropped - Units whose status does not meet NEEDS criteria
Crystal River | 628 | 3 | Nuclear | Florida | 860 | Dropped - Units whose status does not meet NEEDS criteria
Tyrone | 1361 | 3 | Coal Steam | Kentucky | 71 | Dropped - Units whose status does not meet NEEDS criteria
Malden | 2142 | 1 | Combustion Turbine | Missouri | 1.2 | Dropped - Units whose status does not meet NEEDS criteria
Kamin LLC Wrens Plant | 54880 | WPH1 | Combustion Turbine | Georgia | 1.1 | Dropped - Units whose status does not meet NEEDS criteria
Kamin LLC Wrens Plant | 54880 | WPH2 | Combustion Turbine | Georgia | 1.2 | Dropped - Units whose status does not meet NEEDS criteria
Kamin LLC Wrens Plant | 54880 | WPH3 | Combustion Turbine | Georgia | 1 | Dropped - Units whose status does not meet NEEDS criteria
Domain Integrated Energy System | 56373 | DOMG1 | Combustion Turbine | Texas | 5 | Dropped - Units whose status does not meet NEEDS criteria
Coal Canyon | 226 | 1 | Hydro | California | 0.9 | Dropped - Units whose status does not meet NEEDS criteria
Port Everglades | 617 | ST3 | O/G Steam | Florida | 387 | Dropped - Units whose status does not meet NEEDS criteria
Port Everglades | 617 | ST4 | O/G Steam | Florida | 392 | Dropped - Units whose status does not meet NEEDS criteria
Oglesby | 894 | 1 | Combustion Turbine | Illinois | 13.5 | Dropped - Units whose status does not meet NEEDS criteria
Oglesby | 894 | 2 | Combustion Turbine | Illinois | 13.5 | Dropped - Units whose status does not meet NEEDS criteria
Oglesby | 894 | 3 | Combustion Turbine | Illinois | 13.5 | Dropped - Units whose status does not meet NEEDS criteria
Oglesby | 894 | 4 | Combustion Turbine | Illinois | 13.5 | Dropped - Units whose status does not meet NEEDS criteria
Stallings | 895 | 1 | Combustion Turbine | Illinois | 20.5 | Dropped - Units whose status does not meet NEEDS criteria
Stallings | 895 | 2 | Combustion Turbine | Illinois | 20.5 | Dropped - Units whose status does not meet NEEDS criteria
Stallings | 895 | 3 | Combustion Turbine | Illinois | 20.5 | Dropped - Units whose status does not meet NEEDS criteria
Stallings | 895 | 4 | Combustion Turbine | Illinois | 20.5 | Dropped - Units whose status does not meet NEEDS criteria
Rantoul | 958 | 3 | Combustion Turbine | Illinois | 0.7 | Dropped - Units whose status does not meet NEEDS criteria
Monroe (MO) | 2146 | 2 | Combustion Turbine | Missouri | 1.3 | Dropped - Units whose status does not meet NEEDS criteria
Monroe (MO) | 2146 | 3 | Combustion Turbine | Missouri | 1.1 | Dropped - Units whose status does not meet NEEDS criteria
Monroe (MO) | 2146 | 4 | Combustion Turbine | Missouri | 1.1 | Dropped - Units whose status does not meet NEEDS criteria
Monroe (MO) | 2146 | 6 | Combustion Turbine | Missouri | 2 | Dropped - Units whose status does not meet NEEDS criteria
Monroe (MO) | 2146 | 7 | Combustion Turbine | Missouri | 2.2 | Dropped - Units whose status does not meet NEEDS criteria
Sidney (NE) | 2302 | 4 | Combustion Turbine | Nebraska | 0.8 | Dropped - Units whose status does not meet NEEDS criteria
Rocky River (SC) | 3305 | IC1 | Combustion Turbine | South Carolina | 1.1 | Dropped - Units whose status does not meet NEEDS criteria
Hydro III | 3675 | HY3 | Hydro | Utah | 0.1 | Dropped - Units whose status does not meet NEEDS criteria
Transalta Centralia Generation | 3845 | 30 | Combined Cycle | Washington | 44 | Dropped - Units whose status does not meet NEEDS criteria
Transalta Centralia Generation | 3845 | 40 | Combined Cycle | Washington | 44 | Dropped - Units whose status does not meet NEEDS criteria
Transalta Centralia Generation | 3845 | 50 | Combined Cycle | Washington | 44 | Dropped - Units whose status does not meet NEEDS criteria
Transalta Centralia Generation | 3845 | 60 | Combined Cycle | Washington | 44 | Dropped - Units whose status does not meet NEEDS criteria
Transalta Centralia Generation | 3845 | 70 | Combined Cycle | Washington | 80 | Dropped - Units whose status does not meet NEEDS criteria
Gabbs | 6514 | 1 | Combustion Turbine | Nevada | 2.7 | Dropped - Units whose status does not meet NEEDS criteria
Gabbs | 6514 | 2 | Combustion Turbine | Nevada | 2.7 | Dropped - Units whose status does not meet NEEDS criteria
Florence | 7337 | 1 | Combustion Turbine | Vermont | 3 | Dropped - Units whose status does not meet NEEDS criteria
Florence | 7337 | 2 | Combustion Turbine | Vermont | 2.9 | Dropped - Units whose status does not meet NEEDS criteria
Apogee Technology Inc | 10159 | GEN1 | Combustion Turbine | Pennsylvania | 0 | Dropped - Units whose status does not meet NEEDS criteria
Puente Hills Energy Recovery | 10472 | GEN2 | Landfill Gas | California | 1.1 | Dropped - Units whose status does not meet NEEDS criteria
Southwest Texas State University | 50263 | GEN1 | Combustion Turbine | Texas | 6 | Dropped - Units whose status does not meet NEEDS criteria
Ridgewood Providence Power | 50365 | PHI1 | Landfill Gas | Rhode Island | 1.2 | Dropped - Units whose status does not meet NEEDS criteria
Ridgewood Providence Power | 50365 | PHI2 | Landfill Gas | Rhode Island | 1.2 | Dropped - Units whose status does not meet NEEDS criteria
Escondido Energy Center | 55538 | GEN1 | Combustion Turbine | California | 33.6 | Dropped - Units whose status does not meet NEEDS criteria
GRS Pine Bend | 55598 | 3 | Landfill Gas | Minnesota | 6 | Dropped - Units whose status does not meet NEEDS criteria
Gates Peaker | 55875 | GEN1 | Combustion Turbine | California | 33.3 | Dropped - Units whose status does not meet NEEDS criteria
Catskill Mts Energy Corporation | 57129 | G1 | Landfill Gas | New York | 1.1 | Dropped - Units whose status does not meet NEEDS criteria
Abilene Energy Center Combustion Turbine | 1251 | GT1 | Combustion Turbine | Kansas | 68 | Dropped - Units whose status does not meet NEEDS criteria
Pratt | 1317 | 3 | O/G Steam | Kansas | 5.8 | Dropped - Units whose status does not meet NEEDS criteria
Great Bend - Midwest Energy | 1334 | 6 | Combustion Turbine | Kansas | 3 | Dropped - Units whose status does not meet NEEDS criteria
Morgan City | 1449 | 1 | O/G Steam | Louisiana | 5.8 | Dropped - Units whose status does not meet NEEDS criteria
Morgan City | 1449 | 2 | O/G Steam | Louisiana | 5.8 | Dropped - Units whose status does not meet NEEDS criteria
Austin Downtown | 1960 | 1 | O/G Steam | Minnesota | 5.3 | Dropped - Units whose status does not meet NEEDS criteria
Austin Downtown | 1960 | 2 | O/G Steam | Minnesota | 3.5 | Dropped - Units whose status does not meet NEEDS criteria
Austin Downtown | 1960 | 3 | O/G Steam | Minnesota | 8.8 | Dropped - Units whose status does not meet NEEDS criteria
Austin Downtown | 1960 | 4 | O/G Steam | Minnesota | 12.2 | Dropped - Units whose status does not meet NEEDS criteria
Eaton | 2046 | 1 | O/G Steam | Mississippi | 24.5 | Dropped - Units whose status does not meet NEEDS criteria
Eaton | 2046 | 2 | O/G Steam | Mississippi | 24.5 | Dropped - Units whose status does not meet NEEDS criteria
Eaton | 2046 | 3 | O/G Steam | Mississippi | 24.6 | Dropped - Units whose status does not meet NEEDS criteria
Delta (MS) | 2051 | 1 | O/G Steam | Mississippi | 90 | Dropped - Units whose status does not meet NEEDS criteria
Delta (MS) | 2051 | 2 | O/G Steam | Mississippi | 87 | Dropped - Units whose status does not meet NEEDS criteria
Grand Forks | 2821 | 1 | Combustion Turbine | North Dakota | 0.7 | Dropped - Units whose status does not meet NEEDS criteria
Grand Forks | 2821 | 10 | Combustion Turbine | North Dakota | 1.1 | Dropped - Units whose status does not meet NEEDS criteria
Grand Forks | 2821 | 11 | Combustion Turbine | North Dakota | 1.1 | Dropped - Units whose status does not meet NEEDS criteria
Grand Forks | 2821 | 2 | Combustion Turbine | North Dakota | 0.7 | Dropped - Units whose status does not meet NEEDS criteria
Grand Forks | 2821 | 3 | Combustion Turbine | North Dakota | 0.7 | Dropped - Units whose status does not meet NEEDS criteria
Grand Forks | 2821 | 4 | Combustion Turbine | North Dakota | 1 | Dropped - Units whose status does not meet NEEDS criteria
Grand Forks | 2821 | 5 | Combustion Turbine | North Dakota | 1 | Dropped - Units whose status does not meet NEEDS criteria
Grand Forks | 2821 | 6 | Combustion Turbine | North Dakota | 1 | Dropped - Units whose status does not meet NEEDS criteria
Grand Forks | 2821 | 7 | Combustion Turbine | North Dakota | 1.1 | Dropped - Units whose status does not meet NEEDS criteria
Grand Forks | 2821 | 8 | Combustion Turbine | North Dakota | 1.1 | Dropped - Units whose status does not meet NEEDS criteria
Grand Forks | 2821 | 9 | Combustion Turbine | North Dakota | 1.1 | Dropped - Units whose status does not meet NEEDS criteria
Harwood | 2822 | 2 | Combustion Turbine | North Dakota | 1.6 | Dropped - Units whose status does not meet NEEDS criteria
Harwood | 2822 | 3 | Combustion Turbine | North Dakota | 1.6 | Dropped - Units whose status does not meet NEEDS criteria
Conesville | 2840 | 3 | Coal Steam | Ohio | 165 | Dropped - Units whose status does not meet NEEDS criteria
Lebanon | 2921 | 1 | Combustion Turbine | Ohio | 0.7 | Dropped - Units whose status does not meet NEEDS criteria
Enid | 2950 | 1 | Combustion Turbine | Oklahoma | 11.1 | Dropped - Units whose status does not meet NEEDS criteria
Enid | 2950 | 2 | Combustion Turbine | Oklahoma | 10.5 | Dropped - Units whose status does not meet NEEDS criteria
Enid | 2950 | 3 | Combustion Turbine | Oklahoma | 11.5 | Dropped - Units whose status does not meet NEEDS criteria
Enid | 2950 | 4 | Combustion Turbine | Oklahoma | 10.5 | Dropped - Units whose status does not meet NEEDS criteria
Woodward | 2958 | GT1 | Combustion Turbine | Oklahoma | 9.5 | Dropped - Units whose status does not meet NEEDS criteria
Schuylkill Generating Station | 3169 | 1 | O/G Steam | Pennsylvania | 166 | Dropped - Units whose status does not meet NEEDS criteria
Schuylkill Generating Station | 3169 | IC1 | Combustion Turbine | Pennsylvania | 2.7 | Dropped - Units whose status does not meet NEEDS criteria
Canadys Steam | 3280 | 1 | Coal Steam | South Carolina | 105 | Dropped - Units whose status does not meet NEEDS criteria
Dolphus M Grainger | 3317 | 1 | Coal Steam | South Carolina | 83 | Dropped - Units whose status does not meet NEEDS criteria
Dolphus M Grainger | 3317 | 2 | Coal Steam | South Carolina | 83 | Dropped - Units whose status does not meet NEEDS criteria
Jefferies | 3319 | 3 | Coal Steam | South Carolina | 152 | Dropped - Units whose status does not meet NEEDS criteria
Jefferies | 3319 | 4 | Coal Steam | South Carolina | 150 | Dropped - Units whose status does not meet NEEDS criteria
John Sevier | 3405 | 1 | Coal Steam | Tennessee | 176 | Dropped - Units whose status does not meet NEEDS criteria
John Sevier | 3405 | 2 | Coal Steam | Tennessee | 176 | Dropped - Units whose status does not meet NEEDS criteria
Wanapum | 3888 | 1 | Hydro | Washington | 103.8 | Dropped - Units whose status does not meet NEEDS criteria
NSB Nuiqsut Utility | 7484 | PG4A | Combustion Turbine | Alaska | 0.4 | Dropped - Units whose status does not meet NEEDS criteria
North Branch (WV) | 7537 | 1 | Coal Steam | West Virginia | 74 | Dropped - Units whose status does not meet NEEDS criteria
Roosevelt Biogas 1 | 7832 | 1 | Landfill Gas | Washington | 2.1 | Dropped - Units whose status does not meet NEEDS criteria
Roosevelt Biogas 1 | 7832 | 2 | Landfill Gas | Washington | 2.1 | Dropped - Units whose status does not meet NEEDS criteria
Roosevelt Biogas 1 | 7832 | 3 | Landfill Gas | Washington | 2.1 | Dropped - Units whose status does not meet NEEDS criteria
Roosevelt Biogas 1 | 7832 | 4 | Landfill Gas | Washington | 2.1 | Dropped - Units whose status does not meet NEEDS criteria
Roosevelt Biogas 1 | 7832 | 5 | Landfill Gas | Washington | 2.1 | Dropped - Units whose status does not meet NEEDS criteria
Montgomery | 8025 | 1 | Combustion Turbine | Minnesota | 0 | Dropped - Units whose status does not meet NEEDS criteria
Maine Energy Recovery | 10338 | MERC | Municipal Solid Waste | Maine | 18 | Dropped - Units whose status does not meet NEEDS criteria
Klein Tools Chicago | 10498 | 17 | Combustion Turbine | Illinois | 1.5 | Dropped - Units whose status does not meet NEEDS criteria
Pasadena | 10638 | GEN1 | Combustion Turbine | Texas | 2.6 | Dropped - Units whose status does not meet NEEDS criteria
AES Thames | 10675 | GEN1 | Coal Steam | Connecticut | 181 | Dropped - Units whose status does not meet NEEDS criteria
Northwind Energy | 10738 | GEN1 | Onshore Wind | California | 12.1 | Dropped - Units whose status does not meet NEEDS criteria
Archer Daniels Midland Peoria | 10866 | GEN5 | Coal Steam | Illinois | 4 | Dropped - Units whose status does not meet NEEDS criteria
Rhinelander Mill | 50933 | GEN3 | O/G Steam | Wisconsin | 0.6 | Dropped - Units whose status does not meet NEEDS criteria
Pacific Oroville Power Inc | 54469 | GEN1 | Biomass | California | 8.3 | Dropped - Units whose status does not meet NEEDS criteria
Pacific Oroville Power Inc | 54469 | GEN2 | Biomass | California | 8.3 | Dropped - Units whose status does not meet NEEDS criteria
Riveside Resource Recovery LLC | 55767 | RO1 | Landfill Gas | Illinois | 0.9 | Dropped - Units whose status does not meet NEEDS criteria
Brookhaven Facility | 55778 | BH2 | Landfill Gas | New York | 1.2 | Dropped - Units whose status does not meet NEEDS criteria
Brookhaven Facility | 55778 | BH3 | Landfill Gas | New York | 1.2 | Dropped - Units whose status does not meet NEEDS criteria
Brookhaven Facility | 55778 | BH4 | Landfill Gas | New York | 1.2 | Dropped - Units whose status does not meet NEEDS criteria
AES Huntington Beach LLC | 335 | 3 | O/G Steam | California | 225 | Dropped - Units whose status does not meet NEEDS criteria
AES Huntington Beach LLC | 335 | 4 | O/G Steam | California | 227 | Dropped - Units whose status does not meet NEEDS criteria
Cutler | 610 | 5 | O/G Steam | Florida | 68 | Dropped - Units whose status does not meet NEEDS criteria
Cutler | 610 | 6 | O/G Steam | Florida | 137 | Dropped - Units whose status does not meet NEEDS criteria
Port Everglades | 617 | ST1 | O/G Steam | Florida | 213 | Dropped - Units whose status does not meet NEEDS criteria
Port Everglades | 617 | ST2 | O/G Steam | Florida | 213 | Dropped - Units whose status does not meet NEEDS criteria
Sanford | 620 | 3 | O/G Steam | Florida | 138 | Dropped - Units whose status does not meet NEEDS criteria
Lowell | 1837 | 5 | Combustion Turbine | Michigan | 1.1 | Dropped - Units whose status does not meet NEEDS criteria
Lowell | 1837 | 6 | Combustion Turbine | Michigan | 1.1 | Dropped - Units whose status does not meet NEEDS criteria
Lowell | 1837 | 7 | Combustion Turbine | Michigan | 1.4 | Dropped - Units whose status does not meet NEEDS criteria
Two Harbors | 2016 | 3 | Combustion Turbine | Minnesota | 1.9 | Dropped - Units whose status does not meet NEEDS criteria
Animas | 2465 | 3 | O/G Steam | New Mexico | 9 | Dropped - Units whose status does not meet NEEDS criteria
Animas | 2465 | ST4 | O/G Steam | New Mexico | 16 | Dropped - Units whose status does not meet NEEDS criteria
Burney Mountain Power | 54219 | GEN1 | Biomass | California | 9.8 | Dropped - Units whose status does not meet NEEDS criteria
Harris Energy Realty | 54981 | C-AB | Hydro | Massachusetts | 0.3 | Dropped - Units whose status does not meet NEEDS criteria
Harris Energy Realty | 54981 | C-C | Hydro | Massachusetts | 0.3 | Dropped - Units whose status does not meet NEEDS criteria
Harris Energy Realty | 54981 | GILA | Hydro | Massachusetts | 0.5 | Dropped - Units whose status does not meet NEEDS criteria
Hansel | 672 | 21 | Combined Cycle | Florida | 30 | Dropped - Units whose status does not meet NEEDS criteria
Hansel | 672 | 22 | Combined Cycle | Florida | 8 | Dropped - Units whose status does not meet NEEDS criteria
Hansel | 672 | 23 | Combined Cycle | Florida | 8 | Dropped - Units whose status does not meet NEEDS criteria
Rantoul | 958 | 5 | Combustion Turbine | Illinois | 0.7 | Dropped - Units whose status does not meet NEEDS criteria
Bethany | 2114 | 4 | Combustion Turbine | Missouri | 1.4 | Dropped - Units whose status does not meet NEEDS criteria
Bethany | 2114 | 5 | Combustion Turbine | Missouri | 1.7 | Dropped - Units whose status does not meet NEEDS criteria
Bethany | 2114 | 6 | Combustion Turbine | Missouri | 0.9 | Dropped - Units whose status does not meet NEEDS criteria
Bethany | 2114 | 7 | Combustion Turbine | Missouri | 1 | Dropped - Units whose status does not meet NEEDS criteria
Raton | 2468 | 6 | Combustion Turbine | New Mexico | 7.3 | Dropped - Units whose status does not meet NEEDS criteria
Cape Fear | 2708 | 2B | Combined Cycle | North Carolina | 11 | Dropped - Units whose status does not meet NEEDS criteria
Cape Fear | 2708 | 5 | Coal Steam | North Carolina | 144 | Dropped - Units whose status does not meet NEEDS criteria
Cape Fear | 2708 | 6 | Coal Steam | North Carolina | 172 | Dropped - Units whose status does not meet NEEDS criteria
HF Lee Plant | 2709 | 1 | Coal Steam | North Carolina | 74 | Dropped - Units whose status does not meet NEEDS criteria
HF Lee Plant | 2709 | 2 | Coal Steam | North Carolina | 68 | Dropped - Units whose status does not meet NEEDS criteria
HF Lee Plant | 2709 | 3 | Coal Steam | North Carolina | 240 | Dropped - Units whose status does not meet NEEDS criteria
HF Lee Plant | 2709 | GT1 | Combustion Turbine | North Carolina | 12 | Dropped - Units whose status does not meet NEEDS criteria
HF Lee Plant | 2709 | GT2 | Combustion Turbine | North Carolina | 21 | Dropped - Units whose status does not meet NEEDS criteria
HF Lee Plant | 2709 | GT3 | Combustion Turbine | North Carolina | 21 | Dropped - Units whose status does not meet NEEDS criteria
HF Lee Plant | 2709 | GT4 | Combustion Turbine | North Carolina | 21 | Dropped - Units whose status does not meet NEEDS criteria
Morehead | 2711 | GT1 | Combustion Turbine | North Carolina | 12 | Dropped - Units whose status does not meet NEEDS criteria
Buck | 2720 | 7 | Combustion Turbine | North Carolina | 25 | Dropped - Units whose status does not meet NEEDS criteria
Buck | 2720 | 8 | Combustion Turbine | North Carolina | 25 | Dropped - Units whose status does not meet NEEDS criteria
Buck | 2720 | 9 | Combustion Turbine | North Carolina | 12 | Dropped - Units whose status does not meet NEEDS criteria
Dan River | 2723 | 4 | Combustion Turbine | North Carolina | 24 | Dropped - Units whose status does not meet NEEDS criteria
Dan River | 2723 | 5 | Combustion Turbine | North Carolina | 24 | Dropped - Units whose status does not meet NEEDS criteria
Dan River | 2723 | 6 | Combustion Turbine | North Carolina | 24 | Dropped - Units whose status does not meet NEEDS criteria
Riverbend | 2732 | 10 | Combustion Turbine | North Carolina | 22 | Dropped - Units whose status does not meet NEEDS criteria
Riverbend | 2732 | 11 | Combustion Turbine | North Carolina | 20 | Dropped - Units whose status does not meet NEEDS criteria
Riverbend | 2732 | 8 | Combustion Turbine | North Carolina | 20 | Dropped - Units whose status does not meet NEEDS criteria
Riverbend | 2732 | 9 | Combustion Turbine | North Carolina | 22 | Dropped - Units whose status does not meet NEEDS criteria
Niles Power Plant | 2861 | 1 | Coal Steam | Ohio | 108 | Dropped - Units whose status does not meet NEEDS criteria
H B Robinson | 3251 | 1 | Coal Steam | South Carolina | 177 | Dropped - Units whose status does not meet NEEDS criteria
Potomac River | 3788 | 1 | Coal Steam | Virginia | 88 | Dropped - Units whose status does not meet NEEDS criteria
Potomac River | 3788 | 2 | Coal Steam | Virginia | 88 | Dropped - Units whose status does not meet NEEDS criteria
Potomac River | 3788 | 3 | Coal Steam | Virginia | 102 | Dropped - Units whose status does not meet NEEDS criteria
Potomac River | 3788 | 4 | Coal Steam | Virginia | 102 | Dropped - Units whose status does not meet NEEDS criteria
Potomac River | 3788 | 5 | Coal Steam | Virginia | 102 | Dropped - Units whose status does not meet NEEDS criteria
Bethany II | 7944 | 9 | Combustion Turbine | Missouri | 1.2 | Dropped - Units whose status does not meet NEEDS criteria
Pascagoula Cogen | 52084 | TG1 | Fossil Waste | Mississippi | 4 | Dropped - Units whose status does not meet NEEDS criteria
Cheoah | 54899 | 4 | Hydro | North Carolina | 21 | Dropped - Units whose status does not meet NEEDS criteria
Maiden Finger Street | 56065 | 1 | Combustion Turbine | North Carolina | 1.8 | Dropped - Units whose status does not meet NEEDS criteria
Buzzard Roost GT | 58212 | 10 | Combustion Turbine | South Carolina | 0 | Dropped - Units whose status does not meet NEEDS criteria
Buzzard Roost GT | 58212 | 11 | Combustion Turbine | South Carolina | 0 | Dropped - Units whose status does not meet NEEDS criteria
Buzzard Roost GT | 58212 | 12 | Combustion Turbine | South Carolina | 0 | Dropped - Units whose status does not meet NEEDS criteria
Buzzard Roost GT | 58212 | 13 | Combustion Turbine | South Carolina | 0 | Dropped - Units whose status does not meet NEEDS criteria
Buzzard Roost GT | 58212 | 14 | Combustion Turbine | South Carolina | 0 | Dropped - Units whose status does not meet NEEDS criteria
Buzzard Roost GT | 58212 | 15 | Combustion Turbine | South Carolina | 0 | Dropped - Units whose status does not meet NEEDS criteria
Buzzard Roost GT | 58212 | 6 | Combustion Turbine | South Carolina | 0 | Dropped - Units whose status does not meet NEEDS criteria
Buzzard Roost GT | 58212 | 7 | Combustion Turbine | South Carolina | 0 | Dropped - Units whose status does not meet NEEDS criteria
Buzzard Roost GT | 58212 | 8 | Combustion Turbine | South Carolina | 0 | Dropped - Units whose status does not meet NEEDS criteria
Buzzard Roost GT | 58212 | 9 | Combustion Turbine | South Carolina | 0 | Dropped - Units whose status does not meet NEEDS criteria
Boulder Canyon Hydro | 466 | 1 | Hydro | Colorado | 5 | Dropped - Units whose status does not meet NEEDS criteria
Kensico | 650 | 1 | Hydro | New York | 1 | Dropped - Units whose status does not meet NEEDS criteria
Kensico | 650 | 2 | Hydro | New York | 1 | Dropped - Units whose status does not meet NEEDS criteria
Kensico | 650 | 3 | Hydro | New York | 1 | Dropped - Units whose status does not meet NEEDS criteria
FirstEnergy R Paul Smith Power Station | 1570 | 11 | Coal Steam | Maryland | 87 | Dropped - Units whose status does not meet NEEDS criteria
FirstEnergy R Paul Smith Power Station | 1570 | 9 | Coal Steam | Maryland | 28 | Dropped - Units whose status does not meet NEEDS criteria
Coldwater | 1819 | 3 | Combustion Turbine | Michigan | 3.5 | Dropped - Units whose status does not meet NEEDS criteria
Howard Down | 2434 | 10 | O/G Steam | New Jersey | 23 | Dropped - Units whose status does not meet NEEDS criteria
FirstEnergy Eastlake | 2837 | 4 | Coal Steam | Ohio | 240 | Dropped - Units whose status does not meet NEEDS criteria
FirstEnergy Eastlake | 2837 | 5 | Coal Steam | Ohio | 597 | Dropped - Units whose status does not meet NEEDS criteria
FirstEnergy R E Burger | 2864 | 3 | Coal Steam | Ohio | 94 | Dropped - Units whose status does not meet NEEDS criteria
FirstEnergy Bay Shore | 2878 | 2 | Coal Steam | Ohio | 138 | Dropped - Units whose status does not meet NEEDS criteria
FirstEnergy Bay Shore | 2878 | 3 | Coal Steam | Ohio | 142 | Dropped - Units whose status does not meet NEEDS criteria
FirstEnergy Bay Shore | 2878 | 4 | Coal Steam | Ohio | 215 | Dropped - Units whose status does not meet NEEDS criteria
FirstEnergy Armstrong Power Station | 3178 | 1 | Coal Steam | Pennsylvania | 172 | Dropped - Units whose status does not meet NEEDS criteria
FirstEnergy Armstrong Power Station | 3178 | 2 | Coal Steam | Pennsylvania | 172 | Dropped - Units whose status does not meet NEEDS criteria
Riverview | 3487 | 6 | Combustion Turbine | Texas | 22 | Dropped - Units whose status does not meet NEEDS criteria
FirstEnergy Albright | 3942 | 1 | Coal Steam | West Virginia | 73 | Dropped - Units whose status does not meet NEEDS criteria
FirstEnergy Albright | 3942 | 2 | Coal Steam | West Virginia | 73 | Dropped - Units whose status does not meet NEEDS criteria
FirstEnergy Albright | 3942 | 3 | Coal Steam | West Virginia | 137 | Dropped - Units whose status does not meet NEEDS criteria
FirstEnergy Rivesville | 3945 | 5 | Coal Steam | West Virginia | 37 | Dropped - Units whose status does not meet NEEDS criteria
FirstEnergy Rivesville | 3945 | 6 | Coal Steam | West Virginia | 88 | Dropped - Units whose status does not meet NEEDS criteria
FirstEnergy Willow Island | 3946 | 1 | Coal Steam | West Virginia | 54 | Dropped - Units whose status does not meet NEEDS criteria
FirstEnergy Willow Island | 3946 | 2 | Coal Steam | West Virginia | 181 | Dropped - Units whose status does not meet NEEDS criteria
Newhalen | 7183 | 1 | Combustion Turbine | Alaska | 0.3 | Dropped - Units whose status does not meet NEEDS criteria
Newhalen | 7183 | 2 | Combustion Turbine | Alaska | 0.3 | Dropped - Units whose status does not meet NEEDS criteria
Newhalen | 7183 | 3 | Combustion Turbine | Alaska | 0.3 | Dropped - Units whose status does not meet NEEDS criteria
Newhalen | 7183 | 4 | Combustion Turbine | Alaska | 0.6 | Dropped - Units whose status does not meet NEEDS criteria
Glenmore Turbines | 7882 | 1 | Onshore Wind | Wisconsin | 0.1 | Dropped - Units whose status does not meet NEEDS criteria
G F Weaton Power Station | 50130 | GEN1 | Coal Steam | Pennsylvania | 56 | Dropped - Units whose status does not meet NEEDS criteria
G F Weaton Power Station | 50130 | GEN2 | Coal Steam | Pennsylvania | 56 | Dropped - Units whose status does not meet NEEDS criteria
Catalyst Paper Snowflake Mill | 50805 | GEN1 | Coal Steam | Arizona | 26 | Dropped - Units whose status does not meet NEEDS criteria
Catalyst Paper Snowflake Mill | 50805 | GEN2 | Coal Steam | Arizona | 42 | Dropped - Units whose status does not meet NEEDS criteria
St Vincents Medical Center | 54535 | 6805 | Combustion Turbine | Florida | 1.3 | Dropped - Units whose status does not meet NEEDS criteria
Great Works Hydro | 55967 | WW1 | Hydro | Maine | 1 | Dropped - Units whose status does not meet NEEDS criteria
Great Works Hydro | 55967 | WW10 | Hydro | Maine | 0.6 | Dropped - Units whose status does not meet NEEDS criteria
Great Works Hydro | 55967 | WW11 | Hydro | Maine | 0.5 | Dropped - Units whose status does not meet NEEDS criteria
Great Works Hydro | 55967 | WW2 | Hydro | Maine | 1 | Dropped - Units whose status does not meet NEEDS criteria
Great Works Hydro | 55967 | WW3 | Hydro | Maine | 1 | Dropped - Units whose status does not meet NEEDS criteria
Great Works Hydro | 55967 | WW4 | Hydro | Maine | 0.6 | Dropped - Units whose status does not meet NEEDS criteria
Great Works Hydro | 55967 | WW5 | Hydro | Maine | 0.6 | Dropped - Units whose status does not meet NEEDS criteria
Great Works Hydro | 55967 | WW6 | Hydro | Maine | 0.7 | Dropped - Units whose status does not meet NEEDS criteria
Great Works Hydro | 55967 | WW7 | Hydro | Maine | 0.6 | Dropped - Units whose status does not meet NEEDS criteria
Great Works Hydro | 55967 | WW8 | Hydro | Maine | 0.6 | Dropped - Units whose status does not meet NEEDS criteria
Great Works Hydro | 55967 | WW9 | Hydro | Maine | 0.5 | Dropped - Units whose status does not meet NEEDS criteria
Gastonia Rankin Lake | 56060 | 1 | Combustion Turbine | North Carolina | 1.8 | Dropped - Units whose status does not meet NEEDS criteria
Gastonia Duke Street | 56061 | 1 | Combustion Turbine | North Carolina | 1.8 | Dropped - Units whose status does not meet NEEDS criteria
Lexington Hickory Street | 56066 | 1 | Combustion Turbine | North Carolina | 1.8 | Dropped - Units whose status does not meet NEEDS criteria
Crawford | 867 | 7 | Coal Steam | Illinois | 213 | Dropped - Units whose status does not meet NEEDS criteria
Crawford | 867 | 8 | Coal Steam | Illinois | 319 | Dropped - Units whose status does not meet NEEDS criteria
Fisk Street | 886 | 19 | Coal Steam | Illinois | 326 | Dropped - Units whose status does not meet NEEDS criteria
Sterlington | 1404 | 6 | O/G Steam | Louisiana | 212 | Dropped - Units whose status does not meet NEEDS criteria
Eagle Mountain | 3489 | 1 | O/G Steam | Texas | 115 | Dropped - Units whose status does not meet NEEDS criteria
Eagle Mountain | 3489 | 2 | O/G Steam | Texas | 175 | Dropped - Units whose status does not meet NEEDS criteria
Eagle Mountain | 3489 | 3 | O/G Steam | Texas | 375 | Dropped - Units whose status does not meet NEEDS criteria
Ty Cooke | 3602 | GT1 | Combustion Turbine | Texas | 11 | Dropped - Units whose status does not meet NEEDS criteria
Smart Papers LLC | 50247 | 1 | Coal Steam | Ohio | 1 | Dropped - Units whose status does not meet NEEDS criteria
Smart Papers LLC | 50247 | 2 | Coal Steam | Ohio | 1.5 | Dropped - Units whose status does not meet NEEDS criteria
Smart Papers LLC | 50247 | 7 | Coal Steam | Ohio | 9.4 | Dropped - Units whose status does not meet NEEDS criteria
Smart Papers LLC | 50247 | 8 | Coal Steam | Ohio | 9.4 | Dropped - Units whose status does not meet NEEDS criteria
Smart Papers LLC | 50247 | GEN3 | Coal Steam | Ohio | 6 | Dropped - Units whose status does not meet NEEDS criteria
Smart Papers LLC | 50247 | GEN5 | Coal Steam | Ohio | 7.5 | Dropped - Units whose status does not meet NEEDS criteria
Smart Papers LLC | 50247 | GEN6 | Coal Steam | Ohio | 10.5 | Dropped - Units whose status does not meet NEEDS criteria
Kraft Foods Atlantic Gelatin | 50425 | GEN2 | O/G Steam | Massachusetts | 0.3 | Dropped - Units whose status does not meet NEEDS criteria
Kraft Foods Atlantic Gelatin | 50425 | GEN3 | Combustion Turbine | Massachusetts | 0.3 | Dropped - Units whose status does not meet NEEDS criteria
Osceola (AR) | 172 | 10 | Combustion Turbine | Arkansas | 1.6 | Dropped - Units whose status does not meet NEEDS criteria
Osceola (AR) | 172 | 11 | Combustion Turbine | Arkansas | 1.6 | Dropped - Units whose status does not meet NEEDS criteria
Osceola (AR) | 172 | 12 | Combustion Turbine | Arkansas | 1.6 | Dropped - Units whose status does not meet NEEDS criteria
Macon | 2141 | 1 | Combustion Turbine | Missouri | 4.8 | Dropped - Units whose status does not meet NEEDS criteria
Mohave | 2341 | 1 | Coal Steam | Nevada | 790 | Dropped - Units whose status does not meet NEEDS criteria
Mohave | 2341 | 2 | Coal Steam | Nevada | 790 | Dropped - Units whose status does not meet NEEDS criteria
Far Rockaway | 2513 | 4 | O/G Steam | New York | 0 | Dropped - Units whose status does not meet NEEDS criteria
Glenwood | 2514 | 4 | O/G Steam | New York | 0 | Dropped - Units whose status does not meet NEEDS criteria
Glenwood | 2514 | 5 | O/G Steam | New York | 0 | Dropped - Units whose status does not meet NEEDS criteria
Kotzebue Hybrid | 6304 | 12 | Combustion Turbine | Alaska | 1 | Dropped - Units whose status does not meet NEEDS criteria
Heber City | 7111 | NA3 | Combustion Turbine | Utah | 0.6 | Dropped - Units whose status does not meet NEEDS criteria
Little Company of Mary Hospital | 10400 | GEN1 | Combustion Turbine | Illinois | 3.2 | Dropped - Units whose status does not meet NEEDS criteria
Fernandina Plant | 10562 | GEN3 | Biomass | Florida | 6.5 | Dropped - Units whose status does not meet NEEDS criteria
Indianola | 1150 | 1 | Combustion Turbine | Iowa | 0.6 | Dropped - Units whose status does not meet NEEDS criteria
Indianola | 1150 | 2 | Combustion Turbine | Iowa | 1.3 | Dropped - Units whose status does not meet NEEDS criteria
Indianola | 1150 | 4 | Combustion Turbine | Iowa | 1.3 | Dropped - Units whose status does not meet NEEDS criteria
Pella | 1175 | 5 | Coal Steam | Iowa | 0 | Dropped - Units whose status does not meet NEEDS criteria
Pella | 1175 | 6 | Coal Steam | Iowa | 0 | Dropped - Units whose status does not meet NEEDS criteria
Neosho | 1243 | 3 | O/G Steam | Kansas | 62 | Dropped - Units whose status does not meet NEEDS criteria
PSEG Kearny Generating Station | 2404 | 10 | Combustion Turbine | New Jersey | 122 | Dropped - Units whose status does not meet NEEDS criteria
PSEG Kearny Generating Station | 2404 | 11 | Combustion Turbine | New Jersey | 128 | Dropped - Units whose status does not meet NEEDS criteria
Niles Power Plant | 2861 | 2 | Coal Steam | Ohio | 108 | Dropped - Units whose status does not meet NEEDS criteria
Sam Rayburn | 3631 | 3 | O/G Steam | Texas | 22 | Dropped - Units whose status does not meet NEEDS criteria
Pearl Station | 6238 | 1 | Coal Steam | Illinois | 22.2 | Dropped - Units whose status does not meet NEEDS criteria
Block Island | 6567 | 19 | Combustion Turbine | Rhode Island | 1 | Dropped - Units whose status does not meet NEEDS criteria
Hoonah | 7463 | 1 | Combustion Turbine | Alaska | 0.6 | Dropped - Units whose status does not meet NEEDS criteria
Hoonah | 7463 | 3 | Combustion Turbine | Alaska | 0.5 | Dropped - Units whose status does not meet NEEDS criteria
Colorado Energy Nations Company | 10003 | VBPT | O/G Steam | Colorado | 0.4 | Dropped - Units whose status does not meet NEEDS criteria
RG Steel Sparrows Point, LLC | 10485 | GEN1 | Fossil Waste | Maryland | 152.3 | Dropped - Units whose status does not meet NEEDS criteria
RG Steel Sparrows Point, LLC | 10485 | GEN2 | Fossil Waste | Maryland | 0 | Dropped - Units whose status does not meet NEEDS criteria
RG Steel Sparrows Point, LLC | 10485 | GEN3 | Fossil Waste | Maryland | 0 | Dropped - Units whose status does not meet NEEDS criteria
RG Steel Sparrows Point, LLC | 10485 | GEN4 | Fossil Waste | Maryland | 0 | Dropped - Units whose status does not meet NEEDS criteria
Gallup Refinery | 50997 | GEN1 | Combustion Turbine | New Mexico | 2.9 | Dropped - Units whose status does not meet NEEDS criteria
Gallup Refinery | 50997 | GEN2 | Combustion Turbine | New Mexico | 2.9 | Dropped - Units whose status does not meet NEEDS criteria
McKittrick Cogen | 52076 | GEN1 | Combustion Turbine | California | 3 | Dropped - Units whose status does not meet NEEDS criteria
McKittrick Cogen | 52076 | GEN2 | Combustion Turbine | California | 3 | Dropped - Units whose status does not meet NEEDS criteria
McKittrick Cogen | 52076 | GEN3 | Combustion Turbine | California | 3 | Dropped - Units whose status does not meet NEEDS criteria
Sinclair Oil Refinery | 54374 | 2002 | Combustion Turbine | Wyoming | 1.3 | Dropped - Units whose status does not meet NEEDS criteria
GRS Fall River | 55589 | 2 | Landfill Gas | Massachusetts | 0.9 | Dropped - Units whose status does not meet NEEDS criteria
Dunbarton Energy Partners LP | 55779 | MA1 | Landfill Gas | New Hampshire | 0.6 | Dropped - Units whose status does not meet NEEDS criteria
Dunbarton Energy Partners LP | 55779 | MA2 | Landfill Gas | New Hampshire | 0.6 | Dropped - Units whose status does not meet NEEDS criteria
Benning | 603 | 15 | O/G Steam | District of Columbia | 275 | Dropped - Units whose status does not meet NEEDS criteria
Benning | 603 | 16 | O/G Steam | District of Columbia | 275 | Dropped - Units whose status does not meet NEEDS criteria
Buzzard Point | 604 | E1 | Combustion Turbine | District of Columbia | 16 | Dropped - Units whose status does not meet NEEDS criteria
Buzzard Point | 604 | E2 | Combustion Turbine | District of Columbia | 16 | Dropped - Units whose status does not meet NEEDS criteria
Buzzard Point | 604 | E4 | Combustion Turbine | District of Columbia | 16 | Dropped - Units whose status does not meet NEEDS criteria
Buzzard Point | 604 | E5 | Combustion Turbine | District of Columbia | 16 | Dropped - Units whose status does not meet NEEDS criteria
Buzzard Point | 604 | E6 | Combustion Turbine | District of Columbia | 16 | Dropped - Units whose status does not meet NEEDS criteria
Buzzard Point | 604 | E7 | Combustion Turbine | District of Columbia | 16 | Dropped - Units whose status does not meet NEEDS criteria
Buzzard Point | 604 | E8 | Combustion Turbine | District of Columbia | 16 | Dropped - Units whose status does not meet NEEDS criteria
Buzzard Point | 604 | W10 | Combustion Turbine | District of Columbia | 16 | Dropped - Units whose status does not meet NEEDS criteria
Buzzard Point | 604 | W11 | Combustion Turbine | District of Columbia | 16 | Dropped - Units whose status does not meet NEEDS criteria
Buzzard Point | 604 | W12 | Combustion Turbine | District of Columbia | 16 | Dropped - Units whose status does not meet NEEDS criteria
Buzzard Point | 604 | W13 | Combustion Turbine | District of Columbia | 16 | Dropped - Units whose status does not meet NEEDS criteria
Buzzard Point | 604 | W14 | Combustion Turbine | District of Columbia | 16 | Dropped - Units whose status does not meet NEEDS criteria
Buzzard Point | 604 | W15 | Combustion Turbine | District of Columbia | 16 | Dropped - Units whose status does not meet NEEDS criteria
Buzzard Point | 604 | W16 | Combustion Turbine | District of Columbia | 16 | Dropped - Units whose status does not meet NEEDS criteria
Buzzard Point | 604 | W9 | Combustion Turbine | District of Columbia | 16 | Dropped - Units whose status does not meet NEEDS criteria
Fulton (MO) | 2126 | IC2 | Combustion Turbine | Missouri | 4.1 | Dropped - Units whose status does not meet NEEDS criteria
Walter C Beckjord | 2830 | 1 | Coal Steam | Ohio | 94 | Dropped - Units whose status does not meet NEEDS criteria
Eddystone Generating Station | 3161 | 2 | Coal Steam | Pennsylvania | 309 | Dropped - Units whose status does not meet NEEDS criteria
New Badger | 4120 | 1 | Hydro | Wisconsin | 1.8 | Dropped - Units whose status does not meet NEEDS criteria
New Badger | 4120 | 2 | Hydro | Wisconsin | 1.8 | Dropped - Units whose status does not meet NEEDS criteria
Old Badger | 4121 | 3 | Hydro | Wisconsin | 1 | Dropped - Units whose status does not meet NEEDS criteria
Old Badger | 4121 | 4 | Hydro | Wisconsin | 1 | Dropped - Units whose status does not meet NEEDS criteria
Endicott Station | 4259 | 2 | Combustion Turbine | Michigan | 1.6 | Dropped - Units whose status does not meet NEEDS criteria
Endicott Station | 4259 | 3 | Combustion Turbine | Michigan | 1.6 | Dropped - Units whose status does not meet NEEDS criteria
State St Generating | 7970 | 1 | Combustion Turbine | Michigan | 1.8 | Dropped - Units whose status does not meet NEEDS criteria
State St Generating | 7970 | 2 | Combustion Turbine | Michigan | 1.8 | Dropped - Units whose status does not meet NEEDS criteria
State St Generating | 7970 | 3 | Combustion Turbine | Michigan | 1.8 | Dropped - Units whose status does not meet NEEDS criteria
State St Generating | 7970 | 4 | Combustion Turbine | Michigan | 1.8 | Dropped - Units whose status does not meet NEEDS criteria
State St Generating | 7970 | 5 | Combustion Turbine | Michigan | 1.8 | Dropped - Units whose status does not meet NEEDS criteria
State St Generating | 7970 | 6 | Combustion Turbine | Michigan | 1.8 | Dropped - Units whose status does not meet NEEDS criteria
State St Generating | 7970 | 7 | Combustion Turbine | Michigan | 1.8 | Dropped - Units whose status does not meet NEEDS criteria
State St Generating | 7970 | 8 | Combustion Turbine | Michigan | 1.8 | Dropped - Units whose status does not meet NEEDS criteria
State St Generating | 7970 | 9 | Combustion Turbine | Michigan | 1.8 | Dropped - Units whose status does not meet NEEDS criteria
Clark University | 10408 | GEN1 | Combustion Turbine | Massachusetts | 2 | Dropped - Units whose status does not meet NEEDS criteria
TXU Sweetwater Generating Plant | 50615 | GT01 | Combined Cycle | Texas | 41 | Dropped - Units whose status does not meet NEEDS criteria
TXU Sweetwater Generating Plant | 50615 | GT02 | Combined Cycle | Texas | 86 | Dropped - Units whose status does not meet NEEDS criteria
TXU Sweetwater Generating Plant | 50615 | GT03 | Combined Cycle | Texas | 86 | Dropped - Units whose status does not meet NEEDS criteria
Central District Wastewater Treat Plant | 54623 | 3 | Non-Fossil Waste | Florida | 1.2 | Dropped - Units whose status does not meet NEEDS criteria
Central District Wastewater Treat Plant | 54623 | 4 | Non-Fossil Waste | Florida | 1.2 | Dropped - Units whose status does not meet NEEDS criteria
WestRock Demopolis Mill | 54763 | 3TG | Non-Fossil Waste | Alabama | 16 | Dropped - Units whose status does not meet NEEDS criteria
Cheoah | 54899 | 1 | Hydro | North Carolina | 21 | Dropped - Units whose status does not meet NEEDS criteria
Cheoah | 54899 | 2 | Hydro | North Carolina | 21 | Dropped - Units whose status does not meet NEEDS criteria
Cheoah | 54899 | 3 | Hydro | North Carolina | 21 | Dropped - Units whose status does not meet NEEDS criteria
GRS Fall River | 55589 | 1 | Landfill Gas | Massachusetts | 0.9 | Dropped - Units whose status does not meet NEEDS criteria
Pennsauken Landfill | 56511 | GEN3 | Landfill Gas | New Jersey | 0.9 | Dropped - Units whose status does not meet NEEDS criteria
Cherokee | 469 | 1 | Coal Steam | Colorado | 107 | Dropped - Units whose status does not meet NEEDS criteria
Dan River | 2723 | 1 | Coal Steam | North Carolina | 67 | Dropped - Units whose status does not meet NEEDS criteria
Dan River | 2723 | 2 | Coal Steam | North Carolina | 67 | Dropped - Units whose status does not meet NEEDS criteria
Dan River | 2723 | 3 | Coal Steam | North Carolina | 142 | Dropped - Units whose status does not meet NEEDS criteria
Shelby Municipal Light Plant | 2943 | 3 | Coal Steam | Ohio | 5 | Dropped - Units whose status does not meet NEEDS criteria
US DOE Savannah River Site (D Area) | 7652 | HP-1 | Coal Steam | South Carolina | 9.4 | Dropped - Units whose status does not meet NEEDS criteria
US DOE Savannah River Site (D Area) | 7652 | HP-2 | Coal Steam | South Carolina | 9.4 | Dropped - Units whose status does not meet NEEDS criteria
US DOE Savannah River Site (D Area) | 7652 | HP-3 | Coal Steam | South Carolina | 9.4 | Dropped - Units whose status does not meet NEEDS criteria
US DOE Savannah River Site (D Area) | 7652 | LP-1 | Coal Steam | South Carolina | 12.5 | Dropped - Units whose status does not meet NEEDS criteria
US DOE Savannah River Site (D Area) | 7652 | LP-2 | Coal Steam | South Carolina | 12.5 | Dropped - Units whose status does not meet NEEDS criteria
US DOE Savannah River Site (D Area) | 7652 | LP-3 | Coal Steam | South Carolina | 12.5 | Dropped - Units whose status does not meet NEEDS criteria
US DOE Savannah River Site (D Area) | 7652 | LP-4 | Coal Steam | South Carolina | 12.5 | Dropped - Units whose status does not meet NEEDS criteria
Ormesa I | 50766 | OE26 | Geothermal | California | 0.9 | Dropped - Units whose status does not meet NEEDS criteria
Sherman Hospital | 50909 | 1 | Combustion Turbine | Illinois | 0.8 | Dropped - Units whose status does not meet NEEDS criteria
Sherman Hospital | 50909 | 2 | Combustion Turbine | Illinois | 0.8 | Dropped - Units whose status does not meet NEEDS criteria
Air Products Port Arthur | 55309 | GEN2 | Combined Cycle | Texas | 3 | Dropped - Units whose status does not meet NEEDS criteria
Conroe | 55555 | UNT1 | Landfill Gas | Texas | 1 | Dropped - Units whose status does not meet NEEDS criteria
Conroe | 55555 | UNT2 | Landfill Gas | Texas | 1 | Dropped - Units whose status does not meet NEEDS criteria
Conroe | 55555 | UNT3 | Landfill Gas | Texas | 1 | Dropped - Units whose status does not meet NEEDS criteria
Walhalla | 55638 | GEN1 | Coal Steam | North Dakota | 2 | Dropped - Units whose status does not meet NEEDS criteria
Solo Cup Co | 56040 | 1 | Combustion Turbine | Maryland | 5.6 | Dropped - Units whose status does not meet NEEDS criteria
Solo Cup Co | 56040 | 2 | Combustion Turbine | Maryland | 5.6 | Dropped - Units whose status does not meet NEEDS criteria
Alliant SBD 9801 Aegon Martha's Way | 56072 | 01 | Combustion Turbine | Iowa | 1 | Dropped - Units whose status does not meet NEEDS criteria
Mitchell (GA) | 727 | 4C | Combustion Turbine | Georgia | 31 | Dropped - Units whose status does not meet NEEDS criteria
State Line Energy | 981 | 3 | Coal Steam | Indiana | 124.9 | Dropped - Units whose status does not meet NEEDS criteria
State Line Energy | 981 | 3A | Coal Steam | Indiana | 0 | Dropped - Units whose status does not meet NEEDS criteria
State Line Energy | 981 | 4 | Coal Steam | Indiana | 209.4 | Dropped - Units whose status does not meet NEEDS criteria
State Line Energy | 981 | 4A | Coal Steam | Indiana | 0 | Dropped - Units whose status does not meet NEEDS criteria
La Plata | 2140 | 8 | Combustion Turbine | Missouri | 0.9 | Dropped - Units whose status does not meet NEEDS criteria
La Plata | 2140 | 9 | Combustion Turbine | Missouri | 0.9 | Dropped - Units whose status does not meet NEEDS criteria
Alma | 4140 | 1 | Coal Steam | Wisconsin | 18.9 | Dropped - Units whose status does not meet NEEDS criteria
Alma | 4140 | 2 | Coal Steam | Wisconsin | 18 | Dropped - Units whose status does not meet NEEDS criteria
Alma | 4140 | 3 | Coal Steam | Wisconsin | 18.9 | Dropped - Units whose status does not meet NEEDS criteria
John Deere Harvester Works | 10039 | GEN5 | Coal Steam | Illinois | 3 | Dropped - Units whose status does not meet NEEDS criteria
TMC LLC | 10347 | GEN1 | Biomass | Florida | 7.5 | Dropped - Units whose status does not meet NEEDS criteria
East Third Street Power Plant | 10367 | GEN1 | Coal Steam | California | 18.7 | Dropped - Units whose status does not meet NEEDS criteria
Loveridge Road Power Plant | 10368 | GEN1 | Coal Steam | California | 18 | Dropped - Units whose status does not meet NEEDS criteria
Wilbur West Power Plant | 10369 | GEN1 | Coal Steam | California | 18.2 | Dropped - Units whose status does not meet NEEDS criteria
Wilbur East Power Plant | 10370 | GEN1 | Coal Steam | California | 18.1 | Dropped - Units whose status does not meet NEEDS criteria
Nichols Road Power Plant | 10371 | GEN1 | Coal Steam | California | 17.8 | Dropped - Units whose status does not meet NEEDS criteria
Hanford | 10373 | GEN1 | Coal Steam | California | 25.3 | Dropped - Units whose status does not meet NEEDS criteria
Stockton Cogen | 10640 | GEN1 | Coal Steam | California | 53.7 | Dropped - Units whose status does not meet NEEDS criteria
Elm Street Substation Generators | 56597 | EP04 | Combustion Turbine | Missouri | 0 | Dropped - Units whose status does not meet NEEDS criteria
Walton Street Substation | 56598 | EP05 | Combustion Turbine | Missouri | 0 | Dropped - Units whose status does not meet NEEDS criteria
Walton Street Substation | 56598 | EP06 | Combustion Turbine | Missouri | 0 | Dropped - Units whose status does not meet NEEDS criteria
Jefferson Street Substation | 56599 | EP08 | Combustion Turbine | Missouri | 0 | Dropped - Units whose status does not meet NEEDS criteria
Jefferson Street Substation | 56599 | EP09 | Combustion Turbine | Missouri | 0 | Dropped - Units whose status does not meet NEEDS criteria
Oakely | 1311 | 1 | Combustion Turbine | Kansas | 1.2 | Dropped - Units whose status does not meet NEEDS criteria
Oakely | 1311 | 2 | Combustion Turbine | Kansas | 0.3 | Dropped - Units whose status does not meet NEEDS criteria
Oakely | 1311 | 4 | Combustion Turbine | Kansas | 0.8 | Dropped - Units whose status does not meet NEEDS criteria
Oakely | 1311 | 6 | Combustion Turbine | Kansas | 3.2 | Dropped - Units whose status does not meet NEEDS criteria
Las Vegas | 2447 | 1 | Combustion Turbine | New Mexico | 20 | Dropped - Units whose status does not meet NEEDS criteria
Wanapum | 3888 | 5 | Hydro | Washington | 103.8 | Dropped - Units whose status does not meet NEEDS criteria
Hopkinton | 8108 | IC3 | Combustion Turbine | Iowa | 1.2 | Dropped - Units whose status does not meet NEEDS criteria
New Hanover County WASTEC | 50271 | 1TGB | Municipal Solid Waste | North Carolina | 2 | Dropped - Units whose status does not meet NEEDS criteria
New Hanover County WASTEC | 50271 | 3TG | Municipal Solid Waste | North Carolina | 1.7 | Dropped - Units whose status does not meet NEEDS criteria
CID Gas Recovery | 50573 | GEN1 | Landfill Gas | Illinois | 2.9 | Dropped - Units whose status does not meet NEEDS criteria
Jefferson Street Substation | 56599 | EP10 | Combustion Turbine | Missouri | 0 | Dropped - Units whose status does not meet NEEDS criteria
Roberts Road Power Plant | 56867 | 1 | Landfill Gas | Georgia | 1.4 | Dropped - Units whose status does not meet NEEDS criteria
Algonquin Power Sanger LLC | 57564 | STG | Combined Cycle | California | 12.5 | Dropped - Units whose status does not meet NEEDS criteria
Jack McDonough | 710 | 1 | Coal Steam | Georgia | 251 | Dropped - Units whose status does not meet NEEDS criteria
R Gallagher | 1008 | 1 | Coal Steam | Indiana | 140 | Dropped - Units whose status does not meet NEEDS criteria
R Gallagher | 1008 | 3 | Coal Steam | Indiana | 140 | Dropped - Units whose status does not meet NEEDS criteria
Tulsa | 2965 | 3 | O/G Steam | Oklahoma | 0 | Dropped - Units whose status does not meet NEEDS criteria
Morgan Creek | 3492 | 5 | O/G Steam | Texas | 175 | Dropped - Units whose status does not meet NEEDS criteria
Morgan Creek | 3492 | 6 | O/G Steam | Texas | 511 | Dropped - Units whose status does not meet NEEDS criteria
Wanapum | 3888 | 2 | Hydro | Washington | 103.8 | Dropped - Units whose status does not meet NEEDS criteria
Philip Sporn | 3938 | 5 | Coal Steam | West Virginia | 440 | Dropped - Units whose status does not meet NEEDS criteria
Ford Motor Co Rawsonville Plant | 10235 | GEN1 | Combustion Turbine | Michigan | 4.5 | Dropped - Units whose status does not meet NEEDS criteria
Motiva Enterprises Port Arthur Refinery | 50973 | GN26 | Combined Cycle | Texas | 9.7 | Dropped - Units whose status does not meet NEEDS criteria
Norit Americas Marshall Plant | 54972 | 8512 | Coal Steam | Texas | 2 | Dropped - Units whose status does not meet NEEDS criteria
Turlock Irrigation District Fuel Cell | 56631 | TFC | Fuel Cell | California | 1.1 | Dropped - Units whose status does not meet NEEDS criteria
Havana | 891 | 1 | O/G Steam | Illinois | 45.6 | Dropped - Units whose status does not meet NEEDS criteria
Havana | 891 | 2 | O/G Steam | Illinois | 45.6 | Dropped - Units whose status does not meet NEEDS criteria
Havana | 891 | 3 | O/G Steam | Illinois | 45.6 | Dropped - Units whose status does not meet NEEDS criteria
Havana | 891 | 4 | O/G Steam | Illinois | 45.6 | Dropped - Units whose status does not meet NEEDS criteria
Havana | 891 | 5 | O/G Steam | Illinois | 45.6 | Dropped - Units whose status does not meet NEEDS criteria
Tecumseh Energy Center | 1252 | 1 | Combustion Turbine | Kansas | 18 | Dropped - Units whose status does not meet NEEDS criteria
Tecumseh Energy Center | 1252 | 2 | Combustion Turbine | Kansas | 19 | Dropped - Units whose status does not meet NEEDS criteria
Bar Harbor | 1466 | 1 | Combustion Turbine | Maine | 2 | Dropped - Units whose status does not meet NEEDS criteria
Bar Harbor | 1466 | 3 | Combustion Turbine | Maine | 2 | Dropped - Units whose status does not meet NEEDS criteria
Eastport | 1468 | 1 | Combustion Turbine | Maine | 0.7 | Dropped - Units whose status does not meet NEEDS criteria
Eastport | 1468 | 2 | Combustion Turbine | Maine | 0.7 | Dropped - Units whose status does not meet NEEDS criteria
Mullen | 2280 | 4 | Combustion Turbine | Nebraska | 0.6 | Dropped - Units whose status does not meet NEEDS criteria
Williston | 2791 | 2 | Combustion Turbine | North Dakota | 4.7 | Dropped - Units whose status does not meet NEEDS criteria
Williston | 2791 | 3 | Combustion Turbine | North Dakota | 4.9 | Dropped - Units whose status does not meet NEEDS criteria
Fairview | 2978 | 4 | Combustion Turbine | Oklahoma | 0.8 | Dropped - Units whose status does not meet NEEDS criteria
Fairview | 2978 | 5 | Combustion Turbine | Oklahoma | 1 | Dropped - Units whose status does not meet NEEDS criteria
Kake | 7464 | 1 | Combustion Turbine | Alaska | 0.6 | Dropped - Units whose status does not meet NEEDS criteria
GRS Newby II | 10389 | 1 | Landfill Gas | California | 1 | Dropped - Units whose status does not meet NEEDS criteria
GRS Newby II | 10389 | 2 | Landfill Gas | California | 1 | Dropped - Units whose status does not meet NEEDS criteria
GRS Newby II | 10389 | 3 | Landfill Gas | California | 1 | Dropped - Units whose status does not meet NEEDS criteria
United Cogen | 50104 | G-1 | Combined Cycle | California | 22 | Dropped - Units whose status does not meet NEEDS criteria
United Cogen | 50104 | G-2 | Combined Cycle | California | 7 | Dropped - Units whose status does not meet NEEDS criteria
Ware Energy | 50419 | GEN1 | Biomass | Massachusetts | 8.7 | Dropped - Units whose status does not meet NEEDS criteria
Radford Army Ammunition Plant | 52072 | GEN4 | O/G Steam | Virginia | 5.6 | Dropped - Units whose status does not meet NEEDS criteria
Galesburg | 54310 | GEN1 | Combustion Turbine | Illinois | 1 | Dropped - Units whose status does not meet NEEDS criteria
Galesburg | 54310 | GEN2 | Combustion Turbine | Illinois | 1 | Dropped - Units whose status does not meet NEEDS criteria
Galesburg | 54310 | GEN3 | Combustion Turbine | Illinois | 1 | Dropped - Units whose status does not meet NEEDS criteria
Riverside Manufacturing | 54856 | 1753 | Combustion Turbine | Georgia | 0.9 | Dropped - Units whose status does not meet NEEDS criteria
Chicopee Electric | 55590 | 1 | Landfill Gas | Massachusetts | 0.9 | Dropped - Units whose status does not meet NEEDS criteria
Chicopee Electric | 55590 | 2 | Landfill Gas | Massachusetts | 0.9 | Dropped - Units whose status does not meet NEEDS criteria
South Barrington Electric | 55594 | 1 | Landfill Gas | Illinois | 0.8 | Dropped - Units whose status does not meet NEEDS criteria
South Barrington Electric | 55594 | 2 | Landfill Gas | Illinois | 0.8 | Dropped - Units whose status does not meet NEEDS criteria
Mas Countryside RNG, LLC | 55773 | CS1 | Landfill Gas | Illinois | 1.3 | Dropped - Units whose status does not meet NEEDS criteria
Mas Countryside RNG, LLC | 55773 | CS2 | Landfill Gas | Illinois | 1.3 | Dropped - Units whose status does not meet NEEDS criteria
Mas Countryside RNG, LLC | 55773 | CS3 | Landfill Gas | Illinois | 1.3 | Dropped - Units whose status does not meet NEEDS criteria
Mas Countryside RNG, LLC | 55773 | CS4 | Landfill Gas | Illinois | 1.3 | Dropped - Units whose status does not meet NEEDS criteria
Mas Countryside RNG, LLC | 55773 | CS5 | Landfill Gas | Illinois | 1.3 | Dropped - Units whose status does not meet NEEDS criteria
Mas Countryside RNG, LLC | 55773 | CS6 | Landfill Gas | Illinois | 1.3 | Dropped - Units whose status does not meet NEEDS criteria
Miller Coors Eden LLC | 58050 | TRB1 | Coal Steam | North Carolina | 5 | Dropped - Units whose status does not meet NEEDS criteria
TNSG South Plant | 58117 | 12 | Combustion Turbine | Alaska | 0.6 | Dropped - Units whose status does not meet NEEDS criteria
Medicine Bow | 692 | CLIP | Onshore Wind | Wyoming | 2.5 | Dropped - Units whose status does not meet NEEDS criteria
Hutsonville | 863 | 3 | Coal Steam | Illinois | 75 | Dropped - Units whose status does not meet NEEDS criteria
Hutsonville | 863 | 4 | Coal Steam | Illinois | 76 | Dropped - Units whose status does not meet NEEDS criteria
Hutsonville | 863 | D1 | Combustion Turbine | Illinois | 3 | Dropped - Units whose status does not meet NEEDS criteria
Meredosia | 864 | 1 | Coal Steam | Illinois | 52 | Dropped - Units whose status does not meet NEEDS criteria
Meredosia | 864 | 2 | Coal Steam | Illinois | 53 | Dropped - Units whose status does not meet NEEDS criteria
Meredosia | 864 | 3 | Coal Steam | Illinois | 203 | Dropped - Units whose status does not meet NEEDS criteria
Meredosia | 864 | 4 | O/G Steam | Illinois | 166 | Dropped - Units whose status does not meet NEEDS criteria
Peru (IL) | 955 | IC1 | Combustion Turbine | Illinois | 6 | Dropped - Units whose status does not meet NEEDS criteria
Teche | 1400 | 2 | O/G Steam | Louisiana | 33 | Dropped - Units whose status does not meet NEEDS criteria
Marysville | 1732 | 7 | Coal Steam | Michigan | 83 | Dropped - Units whose status does not meet NEEDS criteria
Marysville | 1732 | 8 | Coal Steam | Michigan | 83 | Dropped - Units whose status does not meet NEEDS criteria
Sunrise | 2326 | 1 | O/G Steam | Nevada | 80 | Dropped - Units whose status does not meet NEEDS criteria
Sunrise | 2326 | 2 | Combustion Turbine | Nevada | 69 | Dropped - Units whose status does not meet NEEDS criteria
PSEG Hudson Generating Station | 2403 | 1 | O/G Steam | New Jersey | 182.8 | Dropped - Units whose status does not meet NEEDS criteria
Rochester 3 | 2640 | 13 | Combustion Turbine | New York | 14.4 | Dropped - Units whose status does not meet NEEDS criteria
Kitty Hawk | 2757 | GT1 | Combustion Turbine | North Carolina | 16 | Dropped - Units whose status does not meet NEEDS criteria
Kitty Hawk | 2757 | GT2 | Combustion Turbine | North Carolina | 15 | Dropped - Units whose status does not meet NEEDS criteria
Cromby Generating Station | 3159 | 2 | O/G Steam | Pennsylvania | 201 | Dropped - Units whose status does not meet NEEDS criteria
Cromby Generating Station | 3159 | ICI | Combustion Turbine | Pennsylvania | 2.7 | Dropped - Units whose status does not meet NEEDS criteria
Watts Bar Fossil | 3419 | ST1 | Coal Steam | Tennessee | 56 | Dropped - Units whose status does not meet NEEDS criteria
Watts Bar Fossil | 3419 | ST2 | Coal Steam | Tennessee | 56 | Dropped - Units whose status does not meet NEEDS criteria
Watts Bar Fossil | 3419 | ST3 | Coal Steam | Tennessee | 56 | Dropped - Units whose status does not meet NEEDS criteria
Watts Bar Fossil | 3419 | ST4 | Coal Steam | Tennessee | 56 | Dropped - Units whose status does not meet NEEDS criteria
Chesapeake | 3803 | 10 | Combustion Turbine | Virginia | 16 | Dropped - Units whose status does not meet NEEDS criteria
Chesapeake | 3803 | 7 | Combustion Turbine | Virginia | 16 | Dropped - Units whose status does not meet NEEDS criteria
Chesapeake | 3803 | 8 | Combustion Turbine | Virginia | 16 | Dropped - Units whose status does not meet NEEDS criteria
Chesapeake | 3803 | 9 | Combustion Turbine | Virginia | 16 | Dropped - Units whose status does not meet NEEDS criteria
Blount Street | 3992 | 3 | Coal Steam | Wisconsin | 30.1 | Dropped - Units whose status does not meet NEEDS criteria
Blount Street | 3992 | 4 | Coal Steam | Wisconsin | 12 | Dropped - Units whose status does not meet NEEDS criteria
Blount Street | 3992 | 5 | Coal Steam | Wisconsin | 22.9 | Dropped - Units whose status does not meet NEEDS criteria
Junction | 4133 | 10 | Combustion Turbine | Wisconsin | 3.1 | Dropped - Units whose status does not meet NEEDS criteria
Junction | 4133 | 5 | Combustion Turbine | Wisconsin | 2.5 | Dropped - Units whose status does not meet NEEDS criteria
Junction | 4133 | 6 | Combustion Turbine | Wisconsin | 1.9 | Dropped - Units whose status does not meet NEEDS criteria
Junction | 4133 | 7 | Combustion Turbine | Wisconsin | 5.9 | Dropped - Units whose status does not meet NEEDS criteria
Junction | 4133 | 9 | Combustion Turbine | Wisconsin | 6 | Dropped - Units whose status does not meet NEEDS criteria
Pittsfield | 6237 | 1 | Combustion Turbine | Illinois | 1 | Dropped - Units whose status does not meet NEEDS criteria
Pittsfield | 6237 | 2 | Combustion Turbine | Illinois | 1 | Dropped - Units whose status does not meet NEEDS criteria
Pittsfield | 6237 | 3 | Combustion Turbine | Illinois | 1 | Dropped - Units whose status does not meet NEEDS criteria
Pittsfield | 6237 | 4 | Combustion Turbine | Illinois | 2.7 | Dropped - Units whose status does not meet NEEDS criteria
Pittsfield | 6237 | 5 | Combustion Turbine | Illinois | 2.7 | Dropped - Units whose status does not meet NEEDS criteria
Little Mountain | 6553 | 1 | Combustion Turbine | Utah | 14 | Dropped - Units whose status does not meet NEEDS criteria
Pelican | 6702 | IC1 | Combustion Turbine | Alaska | 0.3 | Dropped - Units whose status does not meet NEEDS criteria
Pelican | 6702 | IC2 | Combustion Turbine | Alaska | 0.1 | Dropped - Units whose status does not meet NEEDS criteria
Pelican | 6702 | IC3 | Combustion Turbine | Alaska | 0.2 | Dropped - Units whose status does not meet NEEDS criteria
Pelican | 6702 | IC4 | Combustion Turbine | Alaska | 0.2 | Dropped - Units whose status does not meet NEEDS criteria
Pelican | 6702 | IC5 | Combustion Turbine | Alaska | 0.4 | Dropped - Units whose status does not meet NEEDS criteria
Perma Treat Corporation | 10053 | 1 | Biomass | Maine | 0.5 | Dropped - Units whose status does not meet NEEDS criteria
Perma Treat Corporation | 10053 | DG2 | Combustion Turbine | Maine | 0.5 | Dropped - Units whose status does not meet NEEDS criteria
Archer Daniels Midland Peoria | 10866 | GEN2 | Coal Steam | Illinois | 1.5 | Dropped - Units whose status does not meet NEEDS criteria
Archer Daniels Midland Peoria | 10866 | GEN3 | Coal Steam | Illinois | 4 | Dropped - Units whose status does not meet NEEDS criteria
Archer Daniels Midland Peoria | 10866 | GEN4 | Coal Steam | Illinois | 4 | Dropped - Units whose status does not meet NEEDS criteria
Archer Daniels Midland Peoria | 10866 | GEN8 | Combustion Turbine | Illinois | 10 | Dropped - Units whose status does not meet NEEDS criteria
Sconza Candy Company | 50602 | GEN1 | Combustion Turbine | California | 5 | Dropped - Units whose status does not meet NEEDS criteria
KMS Crossroads | 50693 | DG-1 | Combustion Turbine | New Jersey | 0.1 | Dropped - Units whose status does not meet NEEDS criteria
KMS Crossroads | 50693 | DG-3 | Combustion Turbine | New Jersey | 0.1 | Dropped - Units whose status does not meet NEEDS criteria
KMS Crossroads | 50693 | TG-4 | Combustion Turbine | New Jersey | 0.1 | Dropped - Units whose status does not meet NEEDS criteria
Empire | 50760 | OE11 | Geothermal | Nevada | 0.6 | Dropped - Units whose status does not meet NEEDS criteria
Empire | 50760 | OE12 | Geothermal | Nevada | 0.9 | Dropped - Units whose status does not meet NEEDS criteria
Empire | 50760 | OE13 | Geothermal | Nevada | 0.9 | Dropped - Units whose status does not meet NEEDS criteria
Empire | 50760 | OE14 | Geothermal | Nevada | 0.9 | Dropped - Units whose status does not meet NEEDS criteria
Balefill LFG Project | 55159 | UNT1 | Landfill Gas | New Jersey | 0.1 | Dropped - Units whose status does not meet NEEDS criteria
Balefill LFG Project | 55159 | UNT2 | Landfill Gas | New Jersey | 0.1 | Dropped - Units whose status does not meet NEEDS criteria
HMDC Kingsland Landfill | 55604 | UNT1 | Landfill Gas | New Jersey | 0.1 | Dropped - Units whose status does not meet NEEDS criteria
HMDC Kingsland Landfill | 55604 | UNT2 | Landfill Gas | New Jersey | 0.1 | Dropped - Units whose status does not meet NEEDS criteria
HMDC Kingsland Landfill | 55604 | UNT3 | Landfill Gas | New Jersey | 0.1 | Dropped - Units whose status does not meet NEEDS criteria
Middle Point Landfill Gas Recovery | 56866 | 1 | Landfill Gas | Tennessee | 1.4 | Dropped - Units whose status does not meet NEEDS criteria
Middle Point Landfill Gas Recovery | 56866 | 2 | Landfill Gas | Tennessee | 1.4 | Dropped - Units whose status does not meet NEEDS criteria
Lamar Plant | 508 | 4 | Coal Steam | Colorado | 25 | Dropped - Units whose status does not meet NEEDS criteria
Seaford | 601 | 1 | Combustion Turbine | Delaware | 1.3 | Dropped - Units whose status does not meet NEEDS criteria
Seaford | 601 | 2 | Combustion Turbine | Delaware | 1.3 | Dropped - Units whose status does not meet NEEDS criteria
Seaford | 601 | 3 | Combustion Turbine | Delaware | 1.1 | Dropped - Units whose status does not meet NEEDS criteria
Seaford | 601 | 6 | Combustion Turbine | Delaware | 2 | Dropped - Units whose status does not meet NEEDS criteria
Seaford | 601 | 7 | Combustion Turbine | Delaware | 1.1 | Dropped - Units whose status does not meet NEEDS criteria
Vermilion | 897 | 2 | Coal Steam | Illinois | 99 | Dropped - Units whose status does not meet NEEDS criteria
Vermilion | 897 | 3 | Combustion Turbine | Illinois | 10 | Dropped - Units whose status does not meet NEEDS criteria
Vermilion | 897 | ST1 | Coal Steam | Illinois | 62 | Dropped - Units whose status does not meet NEEDS criteria
Onawa Mun Lt & Power | 1170 | 1 | Combustion Turbine | Iowa | 0.3 | Dropped - Units whose status does not meet NEEDS criteria
Onawa Mun Lt & Power | 1170 | 2 | Combustion Turbine | Iowa | 0.3 | Dropped - Units whose status does not meet NEEDS criteria
Onawa Mun Lt & Power | 1170 | 3 | Combustion Turbine | Iowa | 0.3 | Dropped - Units whose status does not meet NEEDS criteria
Onawa Mun Lt & Power | 1170 | 4 | Combustion Turbine | Iowa | 0.4 | Dropped - Units whose status does not meet NEEDS criteria
Onawa Mun Lt & Power | 1170 | 5 | Combustion Turbine | Iowa | 0.8 | Dropped - Units whose status does not meet NEEDS criteria
Rockport (MO) | 6594 | 1 | Combustion Turbine | Missouri | 1.1 | Dropped - Units whose status does not meet NEEDS criteria
Rockport (MO) | 6594 | 2 | Combustion Turbine | Missouri | 1.1 | Dropped - Units whose status does not meet NEEDS criteria
Rockport (MO) | 6594 | 3 | Combustion Turbine | Missouri | 0.4 | Dropped - Units whose status does not meet NEEDS criteria
Rockport (MO) | 6594 | 4 | Combustion Turbine | Missouri | 0.3 | Dropped - Units whose status does not meet NEEDS criteria
Rockport (MO) | 6594 | 5 | Combustion Turbine | Missouri | 1.3 | Dropped - Units whose status does not meet NEEDS criteria
Rockport (MO) | 6594 | 6 | Combustion Turbine | Missouri | 1.3 | Dropped - Units whose status does not meet NEEDS criteria
Mosaic Phosphates Uncle Sam | 10198 | GEN1 | Energy Storage | Louisiana | 10.2 | Dropped - Units whose status does not meet NEEDS criteria
Alloy Steam Station | 50012 | GEN3 | Coal Steam | West Virginia | 38 | Dropped - Units whose status does not meet NEEDS criteria
Tillotson Rubber | 50095 | HG1 | Hydro | New Hampshire | 0.1 | Dropped - Units whose status does not meet NEEDS criteria
Tillotson Rubber | 50095 | IC1 | Combustion Turbine | New Hampshire | 0.4 | Dropped - Units whose status does not meet NEEDS criteria
Tillotson Rubber | 50095 | IC2 | Combustion Turbine | New Hampshire | 0.6 | Dropped - Units whose status does not meet NEEDS criteria
Tillotson Rubber | 50095 | TG2 | Biomass | New Hampshire | 0.6 | Dropped - Units whose status does not meet NEEDS criteria
Tillotson Rubber | 50095 | TGI | Biomass | New Hampshire | 0.7 | Dropped - Units whose status does not meet NEEDS criteria
Eagle & Phenix | 54470 | GEN1 | Hydro | Georgia | 4 | Dropped - Units whose status does not meet NEEDS criteria
Mills Pride | 54978 | 2058 | Biomass | Ohio | 0.5 | Dropped - Units whose status does not meet NEEDS criteria
Mills Pride | 54978 | 2076 | Biomass | Ohio | 0.5 | Dropped - Units whose status does not meet NEEDS criteria
Geneva Generation Facility | 56462 | GEN6 | Combustion Turbine | Illinois | 1.4 | Dropped - Units whose status does not meet NEEDS criteria
Solar Photovoltaic Project #01 | 56976 | S1A | Solar PV | California | 0.5 | Dropped - Units whose status does not meet NEEDS criteria
Solar Photovoltaic Project #01 | 56976 | S1B | Solar PV | California | 0.5 | Dropped - Units whose status does not meet NEEDS criteria
Solar Photovoltaic Project #01 | 56976 | S1C | Solar PV | California | 0.5 | Dropped - Units whose status does not meet NEEDS criteria
Solar Photovoltaic Project #01 | 56976 | S1D | Solar PV | California | 0.5 | Dropped - Units whose status does not meet NEEDS criteria
Central Ohio BioEnergy Plant #1 | 57513 | COBE1 | Non-Fossil Waste | Ohio | 0.9 | Dropped - Units whose status does not meet NEEDS criteria
Cherokee | 469 | 2 | Coal Steam | Colorado | 106 | Dropped - Units whose status does not meet NEEDS criteria
Wood River | 898 | 1 | O/G Steam | Illinois | 38.7 | Dropped - Units whose status does not meet NEEDS criteria
Wood River | 898 | 2 | O/G Steam | Illinois | 38.7 | Dropped - Units whose status does not meet NEEDS criteria
Wood River | 898 | 3 | O/G Steam | Illinois | 38.7 | Dropped - Units whose status does not meet NEEDS criteria
Monroe (LA) | 1448 | 10 | O/G Steam | Louisiana | 22 | Dropped - Units whose status does not meet NEEDS criteria
Monroe (LA) | 1448 | 11 | O/G Steam | Louisiana | 33 | Dropped - Units whose status does not meet NEEDS criteria
Monroe (LA) | 1448 | 12 | O/G Steam | Louisiana | 71 | Dropped - Units whose status does not meet NEEDS criteria
Owatonna | 2003 | 6 | O/G Steam | Minnesota | 20.6 | Dropped - Units whose status does not meet NEEDS criteria
E F Barrett | 2511 | 7 | Combustion Turbine | New York | 0 | Dropped - Units whose status does not meet NEEDS criteria
James E. Rogers Energy Complex | 2721 | 1 | Coal Steam | North Carolina | 38 | Dropped - Units whose status does not meet NEEDS criteria
James E. Rogers Energy Complex | 2721 | 2 | Coal Steam | North Carolina | 38 | Dropped - Units whose status does not meet NEEDS criteria
James E. Rogers Energy Complex | 2721 | 3 | Coal Steam | North Carolina | 61 | Dropped - Units whose status does not meet NEEDS criteria
James E. Rogers Energy Complex | 2721 | 4 | Coal Steam | North Carolina | 61 | Dropped - Units whose status does not meet NEEDS criteria
Condit | 3846 | 1 | Hydro | Washington | 7.7 | Dropped - Units whose status does not meet NEEDS criteria
Condit | 3846 | 2 | Hydro | Washington | 7.4 | Dropped - Units whose status does not meet NEEDS criteria
Eagle River | 4062 | 1 | Combustion Turbine | Wisconsin | 2.1 | Dropped - Units whose status does not meet NEEDS criteria
Eagle River | 4062 | 2 | Combustion Turbine | Wisconsin | 2.1 | Dropped - Units whose status does not meet NEEDS criteria
Chilkat Valley | 7467 | 2A | Combustion Turbine | Alaska | 0.5 | Dropped - Units whose status does not meet NEEDS criteria
Everett Cogen | 7627 | 1 | Biomass | Washington | 36 | Dropped - Units whose status does not meet NEEDS criteria
Oakland Dam Hydroelectric | 10433 | 1 | Hydro | Pennsylvania | 0.5 | Dropped - Units whose status does not meet NEEDS criteria
Oakland Dam Hydroelectric | 10433 | 2 | Hydro | Pennsylvania | 0.5 | Dropped - Units whose status does not meet NEEDS criteria
Oakland Dam Hydroelectric | 10433 | 3 | Hydro | Pennsylvania | 0.5 | Dropped - Units whose status does not meet NEEDS criteria
Palos Verdes Gas to Energy | 10473 | GEN1 | Landfill Gas | California | 2.5 | Dropped - Units whose status does not meet NEEDS criteria
Mt Lassen Power | 54468 | GEN1 | Biomass | California | 10.5 | Dropped - Units whose status does not meet NEEDS criteria
Durgin & Crowell Lumber | 54870 | 3512 | Combustion Turbine | New Hampshire | 1.3 | Dropped - Units whose status does not meet NEEDS criteria
Timberline Trail Gas Recovery | 56525 | GEN6 | Landfill Gas | Wisconsin | 0.8 | Dropped - Units whose status does not meet NEEDS criteria
Timberline Trail Gas Recovery | 56525 | GEN7 | Landfill Gas | Wisconsin | 0.8 | Dropped - Units whose status does not meet NEEDS criteria
Middlebury College | 57804 | 1 | Biomass | Vermont | 0.1 | Dropped - Units whose status does not meet NEEDS criteria
Jack McDonough | 710 | 2 | Coal Steam | Georgia | 251 | Dropped - Units whose status does not meet NEEDS criteria
Venice | 913 | GT1 | Combustion Turbine | Illinois | 26 | Dropped - Units whose status does not meet NEEDS criteria
Brooklyn | 1128 | 1 | Combustion Turbine | Iowa | 0.2 | Dropped - Units whose status does not meet NEEDS criteria
Brooklyn | 1128 | 2 | Combustion Turbine | Iowa | 0.2 | Dropped - Units whose status does not meet NEEDS criteria
Brooklyn | 1128 | 3 | Combustion Turbine | Iowa | 0.2 | Dropped - Units whose status does not meet NEEDS criteria
Brooklyn | 1128 | 5 | Combustion Turbine | Iowa | 1 | Dropped - Units whose status does not meet NEEDS criteria
Brooklyn | 1128 | 6 | Combustion Turbine | Iowa | 1.8 | Dropped - Units whose status does not meet NEEDS criteria
Stafford | 1325 | 1 | Combustion Turbine | Kansas | 0.9 | Dropped - Units whose status does not meet NEEDS criteria
Stafford | 1325 | 2 | Combustion Turbine | Kansas | 0.9 | Dropped - Units whose status does not meet NEEDS criteria
Stafford | 1325 | 3 | Combustion Turbine | Kansas | 0.8 | Dropped - Units whose status does not meet NEEDS criteria
Nine Mile Point | 1403 | 1 | O/G Steam | Louisiana | 50 | Dropped - Units whose status does not meet NEEDS criteria
Nine Mile Point | 1403 | 2 | O/G Steam | Louisiana | 107 | Dropped - Units whose status does not meet NEEDS criteria
Michoud | 1409 | 1 | O/G Steam | Louisiana | 65 | Dropped - Units whose status does not meet NEEDS criteria
Viaduct | 2096 | 1 | Combustion Turbine | Missouri | 25 | Dropped - Units whose status does not meet NEEDS criteria
Trenton Diesel | 2163 | 4 | Combustion Turbine | Missouri | 0.9 | Dropped - Units whose status does not meet NEEDS criteria
W H Weatherspoon | 2716 | 1 | Coal Steam | North Carolina | 48 | Dropped - Units whose status does not meet NEEDS criteria
W H Weatherspoon | 2716 | 2 | Coal Steam | North Carolina | 48 | Dropped - Units whose status does not meet NEEDS criteria
W H Weatherspoon | 2716 | 3 | Coal Steam | North Carolina | 74 | Dropped - Units whose status does not meet NEEDS criteria
Manitowoc | 4125 | 4 | Coal Steam | Wisconsin | 9.5 | Dropped - Units whose status does not meet NEEDS criteria
Nelson Plant Generators | 54245 | EXI1 | Combustion Turbine | Arizona | 1.1 | Dropped - Units whose status does not meet NEEDS criteria
San Gorgonio Windplant WPP1993 | 54454 | GEN3 | Onshore Wind | California | 34.5 | Dropped - Units whose status does not meet NEEDS criteria
Morris Genco LLC | 55774 | MO1 | Landfill Gas | Illinois | 1.3 | Dropped - Units whose status does not meet NEEDS criteria
Morris Genco LLC | 55774 | MO2 | Landfill Gas | Illinois | 1.3 | Dropped - Units whose status does not meet NEEDS criteria
Morris Genco LLC | 55774 | MO3 | Landfill Gas | Illinois | 1.3 | Dropped - Units whose status does not meet NEEDS criteria
Maricopa Solar | 57140 | 01 | Solar Thermal | Arizona | 1.5 | Dropped - Units whose status does not meet NEEDS criteria
Norton | 1310 | 1 | Combustion Turbine | Kansas | 0.9 | Dropped - Units whose status does not meet NEEDS criteria
Norton | 1310 | 2 | Combustion Turbine | Kansas | 1.3 | Dropped - Units whose status does not meet NEEDS criteria
Norton | 1310 | 3 | Combustion Turbine | Kansas | 2.4 | Dropped - Units whose status does not meet NEEDS criteria
Norton | 1310 | 4 | Combustion Turbine | Kansas | 3.1 | Dropped - Units whose status does not meet NEEDS criteria
Norton | 1310 | 5 | Combustion Turbine | Kansas | 2.2 | Dropped - Units whose status does not meet NEEDS criteria
Owensville | 2149 | 3A | Combustion Turbine | Missouri | 1.8 | Dropped - Units whose status does not meet NEEDS criteria
Owensville | 2149 | 4A | Combustion Turbine | Missouri | 1.3 | Dropped - Units whose status does not meet NEEDS criteria
Owensville | 2149 | 4B | Combustion Turbine | Missouri | 1.8 | Dropped - Units whose status does not meet NEEDS criteria
Owensville | 2149 | 5 | Combustion Turbine | Missouri | 1.3 | Dropped - Units whose status does not meet NEEDS criteria
Owensville | 2149 | 6 | Combustion Turbine | Missouri | 1.8 | Dropped - Units whose status does not meet NEEDS criteria
Owensville | 2149 | 6A | Combustion Turbine | Missouri | 1.8 | Dropped - Units whose status does not meet NEEDS criteria
Hamilton (OH) | 2917 | GT1 | Combustion Turbine | Ohio | 8 | Dropped - Units whose status does not meet NEEDS criteria
Emmonak | 6314 | 2 | Combustion Turbine | Alaska | 0.3 | Dropped - Units whose status does not meet NEEDS criteria
Freeport Energy | 52120 | G-62 | Combined Cycle | Texas | 68.3 | Dropped - Units whose status does not meet NEEDS criteria
Fellsway Development LLC | 54992 | CAT1 | Combustion Turbine | Massachusetts | 0.7 | Dropped - Units whose status does not meet NEEDS criteria
Fellsway Development LLC | 54992 | CAT2 | Combustion Turbine | Massachusetts | 0.8 | Dropped - Units whose status does not meet NEEDS criteria
Fellsway Development LLC | 54992 | GT | Combustion Turbine | Massachusetts | 0.6 | Dropped - Units whose status does not meet NEEDS criteria
Fellsway Development LLC | 54992 | ST | Biomass | Massachusetts | 0.2 | Dropped - Units whose status does not meet NEEDS criteria
Geneva Energy LLC | 55174 | LM2 | Tires | Illinois | 19.9 | Dropped - Units whose status does not meet NEEDS criteria
Bolivar | 55929 | 1 | Combustion Turbine | Tennessee | 1.8 | Dropped - Units whose status does not meet NEEDS criteria
Bolivar | 55929 | 10 | Combustion Turbine | Tennessee | 1.8 | Dropped - Units whose status does not meet NEEDS criteria
Bolivar | 55929 | 2 | Combustion Turbine | Tennessee | 1.8 | Dropped - Units whose status does not meet NEEDS criteria
Bolivar | 55929 | 3 | Combustion Turbine | Tennessee | 1.8 | Dropped - Units whose status does not meet NEEDS criteria
Bolivar | 55929 | 4 | Combustion Turbine | Tennessee | 1.8 | Dropped - Units whose status does not meet NEEDS criteria
Bolivar | 55929 | 5 | Combustion Turbine | Tennessee | 1.8 | Dropped - Units whose status does not meet NEEDS criteria
Bolivar | 55929 | 6 | Combustion Turbine | Tennessee | 1.8 | Dropped - Units whose status does not meet NEEDS criteria
Bolivar | 55929 | 7 | Combustion Turbine | Tennessee | 1.8 | Dropped - Units whose status does not meet NEEDS criteria
Bolivar | 55929 | 8 | Combustion Turbine | Tennessee | 1.8 | Dropped - Units whose status does not meet NEEDS criteria
Bolivar | 55929 | 9 | Combustion Turbine | Tennessee | 1.8 | Dropped - Units whose status does not meet NEEDS criteria
Mascoutah | 950 | IC1 | Combustion Turbine | Illinois | 0.5 | Dropped - Units whose status does not meet NEEDS criteria
Mascoutah | 950 | IC2 | Combustion Turbine | Illinois | 0.5 | Dropped - Units whose status does not meet NEEDS criteria
Mascoutah | 950 | IC3 | Combustion Turbine | Illinois | 1 | Dropped - Units whose status does not meet NEEDS criteria
Mascoutah | 950 | IC4 | Combustion Turbine | Illinois | 2 | Dropped - Units whose status does not meet NEEDS criteria
Mascoutah | 950 | IC5 | Combustion Turbine | Illinois | 2.3 | Dropped - Units whose status does not meet NEEDS criteria
Moorhead | 1995 | 6 | Combustion Turbine | Minnesota | 5.9 | Dropped - Units whose status does not meet NEEDS criteria
Trenton Diesel | 2163 | 5 | Combustion Turbine | Missouri | 1 | Dropped - Units whose status does not meet NEEDS criteria
Edenton Generators | 7429 | 1 | Combustion Turbine | North Carolina | 1.2 | Dropped - Units whose status does not meet NEEDS criteria
Dutch Harbor | 7502 | 1 | Combustion Turbine | Alaska | 0.3 | Dropped - Units whose status does not meet NEEDS criteria
Dutch Harbor | 7502 | 2 | Combustion Turbine | Alaska | 0.3 | Dropped - Units whose status does not meet NEEDS criteria
Dutch Harbor | 7502 | 3 | Combustion Turbine | Alaska | 0.5 | Dropped - Units whose status does not meet NEEDS criteria
Dutch Harbor | 7502 | 4 | Combustion Turbine | Alaska | 0.7 | Dropped - Units whose status does not meet NEEDS criteria
Dutch Harbor | 7502 | 5 | Combustion Turbine | Alaska | 0.5 | Dropped - Units whose status does not meet NEEDS criteria
Dutch Harbor | 7502 | 6 | Combustion Turbine | Alaska | 1.2 | Dropped - Units whose status does not meet NEEDS criteria
Alvarado Hydro Facility | 54242 | AHF | Hydro | California | 1.4 | Dropped - Units whose status does not meet NEEDS criteria
Southbridge Energy Center LLC | 54373 | ENG5 | Combustion Turbine | Massachusetts | 1.3 | Dropped - Units whose status does not meet NEEDS criteria
Unisea G 2 | 54422 | CAT1 | Combustion Turbine | Alaska | 0.8 | Dropped - Units whose status does not meet NEEDS criteria
Unisea G 2 | 54422 | CAT2 | Combustion Turbine | Alaska | 0.9 | Dropped - Units whose status does not meet NEEDS criteria
Sunoco Eagle Point Refinery | 55113 | TR1 | Fossil Waste | New Jersey | 7 | Dropped - Units whose status does not meet NEEDS criteria
Sunoco Eagle Point Refinery | 55113 | TR2 | Fossil Waste | New Jersey | 7 | Dropped - Units whose status does not meet NEEDS criteria
Sunoco Eagle Point Refinery | 55113 | TR3 | Fossil Waste | New Jersey | 7 | Dropped - Units whose status does not meet NEEDS criteria
Cytec 1, 2 & 3 | 56257 | CY 1 | Combustion Turbine | Connecticut | 1.8 | Dropped - Units whose status does not meet NEEDS criteria
Cytec 1, 2 & 3 | 56257 | CY 2 | Combustion Turbine | Connecticut | 1.8 | Dropped - Units whose status does not meet NEEDS criteria
Cytec 1, 2 & 3 | 56257 | CY 3 | Combustion Turbine | Connecticut | 1.8 | Dropped - Units whose status does not meet NEEDS criteria
Miami Wabash | 1006 | 4 | Combustion Turbine | Indiana | 16 | Dropped - Units whose status does not meet NEEDS criteria
Somerset Station | 1613 | JET2 | Combustion Turbine | Massachusetts | 18.3 | Dropped - Units whose status does not meet NEEDS criteria
Natchez | 2052 | 1 | O/G Steam | Mississippi | 73 | Dropped - Units whose status does not meet NEEDS criteria
Rex Brown | 2053 | 1 | O/G Steam | Mississippi | 15 | Dropped - Units whose status does not meet NEEDS criteria
Coleman | 2158 | IC1 | Combustion Turbine | Missouri | 2 | Dropped - Units whose status does not meet NEEDS criteria
Coleman | 2158 | IC2 | Combustion Turbine | Missouri | 2.3 | Dropped - Units whose status does not meet NEEDS criteria
Oneida Casino | 7602 | 1 | Combustion Turbine | Wisconsin | 1.8 | Dropped - Units whose status does not meet NEEDS criteria
Oneida Casino | 7602 | 2 | Combustion Turbine | Wisconsin | 1.8 | Dropped - Units whose status does not meet NEEDS criteria
LaO Energy Systems | 52006 | GEN8 | Combined Cycle | Louisiana | 95 | Dropped - Units whose status does not meet NEEDS criteria
Glines Hydroelectric Project | 54050 | GEN1 | Hydro | Washington | 6 | Dropped - Units whose status does not meet NEEDS criteria
Elwha Hydroelectric Project | 54051 | GEN1 | Hydro | Washington | 3 | Dropped - Units whose status does not meet NEEDS criteria
Elwha Hydroelectric Project | 54051 | GEN2 | Hydro | Washington | 3 | Dropped - Units whose status does not meet NEEDS criteria
Elwha Hydroelectric Project | 54051 | GEN3 | Hydro | Washington | 3.2 | Dropped - Units whose status does not meet NEEDS criteria
Elwha Hydroelectric Project | 54051 | GEN4 | Hydro | Washington | 3.3 | Dropped - Units whose status does not meet NEEDS criteria
Spartanburg Water System | 54675 | DI1 | Combustion Turbine | South Carolina | 1.6 | Dropped - Units whose status does not meet NEEDS criteria
Grays Harbor Paper LP | 57105 | 1ST | Biomass | Washington | 3 | Dropped - Units whose status does not meet NEEDS criteria
Grays Harbor Paper LP | 57105 | 2ST | Biomass | Washington | 5 | Dropped - Units whose status does not meet NEEDS criteria
Grays Harbor Paper LP | 57105 | 3ST | Biomass | Washington | 7.5 | Dropped - Units whose status does not meet NEEDS criteria
Buck | 2720 | 3 | Coal Steam | North Carolina | 75 | Dropped - Units whose status does not meet NEEDS criteria
Buck | 2720 | 4 | Coal Steam | North Carolina | 38 | Dropped - Units whose status does not meet NEEDS criteria
Cromby Generating Station | 3159 | 1 | Coal Steam | Pennsylvania | 144 | Dropped - Units whose status does not meet NEEDS criteria
Eddystone Generating Station | 3161 | 1 | Coal Steam | Pennsylvania | 279 | Dropped - Units whose status does not meet NEEDS criteria
Hopkinton | 8108 | IC2 | Combustion Turbine | Iowa | 1.7 | Dropped - Units whose status does not meet NEEDS criteria
Ashland Inc | 10207 | GEN1 | Coal Steam | Missouri | 8.6 | Dropped - Units whose status does not meet NEEDS criteria
Ashland Inc | 10207 | GEN2 | Coal Steam | Missouri | 8.6 | Dropped - Units whose status does not meet NEEDS criteria
Lavalley Lumber LLC | 50914 | 1500 | Biomass | Maine | 1.2 | Dropped - Units whose status does not meet NEEDS criteria
IVEX Packaging | 52032 | 0001 | Combustion Turbine | Illinois | 3.5 | Dropped - Units whose status does not meet NEEDS criteria
Capitol Heat and Power | 54406 | 1 | O/G Steam | Wisconsin | 0.9 | Dropped - Units whose status does not meet NEEDS criteria
Capitol Heat and Power | 54406 | 2 | O/G Steam | Wisconsin | 1 | Dropped - Units whose status does not meet NEEDS criteria
Mansfield | 55046 | GEN1 | Combustion Turbine | Massachusetts | 1 | Dropped - Units whose status does not meet NEEDS criteria
Mansfield | 55046 | GEN2 | Combustion Turbine | Massachusetts | 1 | Dropped - Units whose status does not meet NEEDS criteria
Mansfield | 55046 | GEN3 | Combustion Turbine | Massachusetts | 1 | Dropped - Units whose status does not meet NEEDS criteria
Peru (IL) | 955 | 10 | Combustion Turbine | Illinois | 2 | Dropped - Units whose status does not meet NEEDS criteria
Peru (IL) | 955 | IC3 | Combustion Turbine | Illinois | 1.8 | Dropped - Units whose status does not meet NEEDS criteria
Rolls Royce | 54286 | 63F5 | Combustion Turbine | Indiana | 2.1 | Dropped - Units whose status does not meet NEEDS criteria
Southbridge Energy Center LLC | 54373 | ENG1 | Combustion Turbine | Massachusetts | 1.3 | Dropped - Units whose status does not meet NEEDS criteria
Snake River | 90 | 11 | Combustion Turbine | Alaska | 1.5 | Dropped - Units whose status does not meet NEEDS criteria
Snake River | 90 | 9 | Combustion Turbine | Alaska | 2.9 | Dropped - Units whose status does not meet NEEDS criteria
Harvey Couch | 169 | 1 | O/G Steam | Arkansas | 12 | Dropped - Units whose status does not meet NEEDS criteria
Edwardsport | 1004 | 6 | O/G Steam | Indiana | 40 | Dropped - Units whose status does not meet NEEDS criteria
Edwardsport | 1004 | 7 | Coal Steam | Indiana | 45 | Dropped - Units whose status does not meet NEEDS criteria
Edwardsport | 1004 | 8 | Coal Steam | Indiana | 75 | Dropped - Units whose status does not meet NEEDS criteria
Odessa | 2148 | 2 | Combustion Turbine | Missouri | 0.2 | Dropped - Units whose status does not meet NEEDS criteria
GMMM Westover | 2526 | 8 | Coal Steam | New York | 84 | Dropped - Units whose status does not meet NEEDS criteria
W B Tuttle | 3613 | 1 | O/G Steam | Texas | 60 | Dropped - Units whose status does not meet NEEDS criteria
W B Tuttle | 3613 | 3 | O/G Steam | Texas | 100 | Dropped - Units whose status does not meet NEEDS criteria
W B Tuttle | 3613 | 4 | O/G Steam | Texas | 154 | Dropped - Units whose status does not meet NEEDS criteria
Bountiful City | 3665 | 2 | Combustion Turbine | Utah | 1.2 | Dropped - Units whose status does not meet NEEDS criteria
Bountiful City | 3665 | 3 | Combustion Turbine | Utah | 1.2 | Dropped - Units whose status does not meet NEEDS criteria
Bountiful City | 3665 | 4 | Combustion Turbine | Utah | 1 | Dropped - Units whose status does not meet NEEDS criteria
Bountiful City | 3665 | 5 | Combustion Turbine | Utah | 1 | Dropped - Units whose status does not meet NEEDS criteria
Bountiful City | 3665 | 6 | Combustion Turbine | Utah | 2.5 | Dropped - Units whose status does not meet NEEDS criteria
Bountiful City | 3665 | 7 | Combustion Turbine | Utah | 0.1 | Dropped - Units whose status does not meet NEEDS criteria
Kern River Fee B Cogen | 52092 | GEN1 | Combustion Turbine | California | 3.2 | Dropped - Units whose status does not meet NEEDS criteria
Kern River Fee A Cogen | 52094 | GEN1 | Combustion Turbine | California | 3.2 | Dropped - Units whose status does not meet NEEDS criteria
Kern River Fee A Cogen | 52094 | GEN2 | Combustion Turbine | California | 3.2 | Dropped - Units whose status does not meet NEEDS criteria
Kern River Fee C Cogen | 52095 | GEN1 | Combustion Turbine | California | 3.2 | Dropped - Units whose status does not meet NEEDS criteria
Kern River Fee C Cogen | 52095 | GEN2 | Combustion Turbine | California | 3.2 | Dropped - Units whose status does not meet NEEDS criteria
Alliant SBD 9402 Climax | 54930 | 5100 | Combustion Turbine | Iowa | 1.6 | Dropped - Units whose status does not meet NEEDS criteria
Alliant SBD 9402 Climax | 54930 | 5200 | Combustion Turbine | Iowa | 1.6 | Dropped - Units whose status does not meet NEEDS criteria
Alliant SBD 9402 Climax | 54930 | 5300 | Combustion Turbine | Iowa | 1.6 | Dropped - Units whose status does not meet NEEDS criteria
Alliant SBD 9402 Climax | 54930 | 5400 | Combustion Turbine | Iowa | 1.6 | Dropped - Units whose status does not meet NEEDS criteria
Alliant SBD 9402 Climax | 54930 | 5500 | Combustion Turbine | Iowa | 1.6 | Dropped - Units whose status does not meet NEEDS criteria
Potrero Power | 273 | 3 | O/G Steam | California | 206 | Dropped - Units whose status does not meet NEEDS criteria
Potrero Power | 273 | 4 | Combustion Turbine | California | 52 | Dropped - Units whose status does not meet NEEDS criteria
Potrero Power | 273 | 5 | Combustion Turbine | California | 52 | Dropped - Units whose status does not meet NEEDS criteria
Potrero Power | 273 | 6 | Combustion Turbine | California | 52 | Dropped - Units whose status does not meet NEEDS criteria
Riviera | 619 | 3 | O/G Steam | Florida | 277 | Dropped - Units whose status does not meet NEEDS criteria
Riviera | 619 | 4 | O/G Steam | Florida | 288 | Dropped - Units whose status does not meet NEEDS criteria
Hutchinson Plant #1 | 1980 | 5 | Combustion Turbine | Minnesota | 1.7 | Dropped - Units whose status does not meet NEEDS criteria
Hutchinson Plant #1 | 1980 | 6 | Combustion Turbine | Minnesota | 1.7 | Dropped - Units whose status does not meet NEEDS criteria
Hutchinson Plant #1 | 1980 | 7 | Combustion Turbine | Minnesota | 4.5 | Dropped - Units whose status does not meet NEEDS criteria
C E Newman | 3574 | 5 | O/G Steam | Texas | 37 | Dropped - Units whose status does not meet NEEDS criteria
Motiva Enterprises Port Arthur Refinery | 50973 | GN27 | Combined Cycle | Texas | 4.3 | Dropped - Units whose status does not meet NEEDS criteria
Whiting Refinery | 52130 | 15TG | Fossil Waste | Indiana | 5 | Dropped - Units whose status does not meet NEEDS criteria
John Street 1, 3, 4 & 5 | 56256 | JS 1 | Combustion Turbine | Connecticut | 2 | Dropped - Units whose status does not meet NEEDS criteria
Dynegy South Bay Power Plant | 310 | 2 | O/G Steam | California | 150 | Dropped - Units whose status does not meet NEEDS criteria
Dynegy South Bay Power Plant | 310 | 5 | Combustion Turbine | California | 14 | Dropped - Units whose status does not meet NEEDS criteria
Dynegy South Bay Power Plant | 310 | ST1 | O/G Steam | California | 146 | Dropped - Units whose status does not meet NEEDS criteria
West Liberty | 1200 | 1 | Combustion Turbine | Iowa | 0.7 | Dropped - Units whose status does not meet NEEDS criteria
Hugoton 1 | 1289 | 6 | Combustion Turbine | Kansas | 1.2 | Dropped - Units whose status does not meet NEEDS criteria
Somerset Station | 1613 | 6 | Coal Steam | Massachusetts | 109.1 | Dropped - Units whose status does not meet NEEDS criteria
Mullen | 2280 | 3 | Combustion Turbine | Nebraska | 0.3 | Dropped - Units whose status does not meet NEEDS criteria
Battle Mountain | 6509 | 1 | Combustion Turbine | Nevada | 1.8 | Dropped - Units whose status does not meet NEEDS criteria
Battle Mountain | 6509 | 2 | Combustion Turbine | Nevada | 1.8 | Dropped - Units whose status does not meet NEEDS criteria
Battle Mountain | 6509 | 3 | Combustion Turbine | Nevada | 1.8 | Dropped - Units whose status does not meet NEEDS criteria
Battle Mountain | 6509 | 4 | Combustion Turbine | Nevada | 1.8 | Dropped - Units whose status does not meet NEEDS criteria
Valley Road | 6530 | 1 | Combustion Turbine | Nevada | 2 | Dropped - Units whose status does not meet NEEDS criteria
Valley Road | 6530 | 2 | Combustion Turbine | Nevada | 2 | Dropped - Units whose status does not meet NEEDS criteria
Valley Road | 6530 | 3 | Combustion Turbine | Nevada | 2 | Dropped - Units whose status does not meet NEEDS criteria
Winnemucca | 6533 | 1 | Combustion Turbine | Nevada | 15 | Dropped - Units whose status does not meet NEEDS criteria
Fourche Creek Wastewater | 10050 | 3 | Non-Fossil Waste | Arkansas | 0.5 | Dropped - Units whose status does not meet NEEDS criteria
Plant 31 Paper Mill | 50028 | GEN2 | O/G Steam | Louisiana | 6 | Dropped - Units whose status does not meet NEEDS criteria
Plant 31 Paper Mill | 50028 | GEN3 | O/G Steam | Louisiana | 6 | Dropped - Units whose status does not meet NEEDS criteria
Plant 31 Paper Mill | 50028 | GEN4 | O/G Steam | Louisiana | 6 | Dropped - Units whose status does not meet NEEDS criteria
Weir Cogen Plant | 50848 | GT1 | Combustion Turbine | California | 3.2 | Dropped - Units whose status does not meet NEEDS criteria
Oxford Cogeneration Facility | 52093 | GEN1 | Combustion Turbine | California | 2.4 | Dropped - Units whose status does not meet NEEDS criteria
Oxford Cogeneration Facility | 52093 | GEN2 | Combustion Turbine | California | 2.4 | Dropped - Units whose status does not meet NEEDS criteria
Blanco Compressor Station | 54221 | 1 | O/G Steam | New Mexico | 1 | Dropped - Units whose status does not meet NEEDS criteria
Blanco Compressor Station | 54221 | 2 | O/G Steam | New Mexico | 1 | Dropped - Units whose status does not meet NEEDS criteria
Erving Paper Mills | 54228 | 1 | O/G Steam | Massachusetts | 0.3 | Dropped - Units whose status does not meet NEEDS criteria
Cameo | 468 | 1 | Coal Steam | Colorado | 23.7 | Dropped - Units whose status does not meet NEEDS criteria
Cameo | 468 | 2 | Coal Steam | Colorado | 49 | Dropped - Units whose status does not meet NEEDS criteria
Will County | 884 | 1 | Coal Steam | Illinois | 151 | Dropped - Units whose status does not meet NEEDS criteria
Will County | 884 | 2 | Coal Steam | Illinois | 148 | Dropped - Units whose status does not meet NEEDS criteria
Gas Turbine (KS) | 1298 | GT1 | Combustion Turbine | Kansas | 1 | Dropped - Units whose status does not meet NEEDS criteria
Larned | 1299 | 1 | O/G Steam | Kansas | 1.5 | Dropped - Units whose status does not meet NEEDS criteria
Larned | 1299 | 2 | O/G Steam | Kansas | 3 | Dropped - Units whose status does not meet NEEDS criteria
Larned | 1299 | 3 | O/G Steam | Kansas | 9 | Dropped - Units whose status does not meet NEEDS criteria
Houma | 1439 | 10 | Combustion Turbine | Louisiana | 3.7 | Dropped - Units whose status does not meet NEEDS criteria
Houma | 1439 | 11 | Combustion Turbine | Louisiana | 3.7 | Dropped - Units whose status does not meet NEEDS criteria
Houma | 1439 | 12 | Combustion Turbine | Louisiana | 3.3 | Dropped - Units whose status does not meet NEEDS criteria
Houma | 1439 | 6 | Combustion Turbine | Louisiana | 1 | Dropped - Units whose status does not meet NEEDS criteria
Houma | 1439 | 7 | Combustion Turbine | Louisiana | 1 | Dropped - Units whose status does not meet NEEDS criteria
Houma | 1439 | 8 | Combustion Turbine | Louisiana | 1 | Dropped - Units whose status does not meet NEEDS criteria
Houma | 1439 | 9 | Combustion Turbine | Louisiana | 2.5 | Dropped - Units whose status does not meet NEEDS criteria
North Branch (MN) | 2002 | 1 | Combustion Turbine | Minnesota | 0.8 | Dropped - Units whose status does not meet NEEDS criteria
North Branch (MN) | 2002 | 2 | Combustion Turbine | Minnesota | 1.2 | Dropped - Units whose status does not meet NEEDS criteria
Redwood Falls | 2009 | 1 | Hydro | Minnesota | 0.3 | Dropped - Units whose status does not meet NEEDS criteria
Tracy | 2336 | GT1 | Combustion Turbine | Nevada | 10 | Dropped - Units whose status does not meet NEEDS criteria
Tracy | 2336 | GT2 | Combustion Turbine | Nevada | 10 | Dropped - Units whose status does not meet NEEDS criteria
Tucumcari | 2469 | 3 | Combustion Turbine | New Mexico | 1 | Dropped - Units whose status does not meet NEEDS criteria
Tucumcari | 2469 | 9 | Combustion Turbine | New Mexico | 5 | Dropped - Units whose status does not meet NEEDS criteria
FirstEnergy R E Burger | 2864 | 4 | Coal Steam | Ohio | 156 | Dropped - Units whose status does not meet NEEDS criteria
FirstEnergy R E Burger | 2864 | 5 | Coal Steam | Ohio | 156 | Dropped - Units whose status does not meet NEEDS criteria
Muskogee | 2952 | 3 | O/G Steam | Oklahoma | 0 | Dropped - Units whose status does not meet NEEDS criteria
Lon C Hill | 3440 | 3 | O/G Steam | Texas | 164 | Dropped - Units whose status does not meet NEEDS criteria
Collin | 3500 | 1 | O/G Steam | Texas | 154 | Dropped - Units whose status does not meet NEEDS criteria
Celanese | 7678 | 1 | Energy Storage | Texas | 13 | Dropped - Units whose status does not meet NEEDS criteria
Celanese | 7678 | 2 | Non-Fossil Waste | Texas | 26 | Dropped - Units whose status does not meet NEEDS criteria
Lalamilo Windfarm | 7769 | 1-81 | Onshore Wind | Hawaii | 1.6 | Dropped - Units whose status does not meet NEEDS criteria
Lalamilo Windfarm | 7769 | 8211 | Onshore Wind | Hawaii | 0.6 | Dropped - Units whose status does not meet NEEDS criteria
Cutrale Citrus Juices USA I | 10020 | GEN1 | Combustion Turbine | Florida | 3.1 | Dropped - Units whose status does not meet NEEDS criteria
Cutrale Citrus Juices USA II | 10188 | GEN1 | Combined Cycle | Florida | 3.1 | Dropped - Units whose status does not meet NEEDS criteria
Cutrale Citrus Juices USA II | 10188 | GEN2 | Combined Cycle | Florida | 3 | Dropped - Units whose status does not meet NEEDS criteria
Laidlaw Energy & Environmental | 10403 | ALLI | Combined Cycle | New York | 2.6 | Dropped - Units whose status does not meet NEEDS criteria
Laidlaw Energy & Environmental | 10403 | CAT3 | Combustion Turbine | New York | 0.4 | Dropped - Units whose status does not meet NEEDS criteria
Laidlaw Energy & Environmental | 10403 | CAT4 | Combustion Turbine | New York | 0.4 | Dropped - Units whose status does not meet NEEDS criteria
Laidlaw Energy & Environmental | 10403 | WEST | Combined Cycle | New York | 0.7 | Dropped - Units whose status does not meet NEEDS criteria
Waynesboro Virginia Plant | 10796 | GEN1 | Coal Steam | Virginia | 3 | Dropped - Units whose status does not meet NEEDS criteria
Waynesboro Virginia Plant | 10796 | GEN2 | Coal Steam | Virginia | 3 | Dropped - Units whose status does not meet NEEDS criteria
Waynesboro Virginia Plant | 10796 | GEN4 | Coal Steam | Virginia | 3 | Dropped - Units whose status does not meet NEEDS criteria
New Hanover County WASTEC | 50271 | 1TGA | Municipal Solid Waste | North Carolina | 1.9 | Dropped - Units whose status does not meet NEEDS criteria
Onondaga Energy Partners LP | 50346 | ON1 | Landfill Gas | New York | 0.6 | Dropped - Units whose status does not meet NEEDS criteria
Hopkinton Energy | 52041 | GEN1 | Biomass | New Hampshire | 11 | Dropped - Units whose status does not meet NEEDS criteria
International Paper Louisiana Mill | 54090 | GEN3 | Non-Fossil Waste | Louisiana | 25 | Dropped - Units whose status does not meet NEEDS criteria
International Paper Louisiana Mill | 54090 | GEN4 | Non-Fossil Waste | Louisiana | 37.5 | Dropped - Units whose status does not meet NEEDS criteria
Mary Ann Gas Plant | 54806 | 6202 | O/G Steam | Alabama | 2.3 | Dropped - Units whose status does not meet NEEDS criteria
East Bridgewater | 55584 | 1 | Landfill Gas | Massachusetts | 0.9 | Dropped - Units whose status does not meet NEEDS criteria
East Bridgewater | 55584 | 2 | Landfill Gas | Massachusetts | 0.9 | Dropped - Units whose status does not meet NEEDS criteria
East Bridgewater | 55584 | 3 | Landfill Gas | Massachusetts | 0.9 | Dropped - Units whose status does not meet NEEDS criteria
East Bridgewater | 55584 | 4 | Landfill Gas | Massachusetts | 0.9 | Dropped - Units whose status does not meet NEEDS criteria
East Bridgewater | 55584 | 5 | Landfill Gas | Massachusetts | 0.9 | Dropped - Units whose status does not meet NEEDS criteria
East Bridgewater | 55584 | 6 | Landfill Gas | Massachusetts | 0.9 | Dropped - Units whose status does not meet NEEDS criteria
GRS Lyon | 55595 | 1 | Landfill Gas | Michigan | 0.9 | Dropped - Units whose status does not meet NEEDS criteria
GRS Lyon | 55595 | 2 | Landfill Gas | Michigan | 0.9 | Dropped - Units whose status does not meet NEEDS criteria
GRS Lyon | 55595 | 3 | Landfill Gas | Michigan | 0.9 | Dropped - Units whose status does not meet NEEDS criteria
GRS Lyon | 55595 | 4 | Landfill Gas | Michigan | 0.9 | Dropped - Units whose status does not meet NEEDS criteria
GRS Lyon | 55595 | 5 | Landfill Gas | Michigan | 0.9 | Dropped - Units whose status does not meet NEEDS criteria
MM Cuyahoga Energy | 55605 | UNT1 | Landfill Gas | Ohio | 1.8 | Dropped - Units whose status does not meet NEEDS criteria
MM Cuyahoga Energy | 55605 | UNT2 | Landfill Gas | Ohio | 1.8 | Dropped - Units whose status does not meet NEEDS criteria
Peru (IL) | 955 | 3 | Combustion Turbine | Illinois | 1.8 | Dropped - Units whose status does not meet NEEDS criteria
Peru (IL) | 955 | 7 | Combustion Turbine | Illinois | 1.8 | Dropped - Units whose status does not meet NEEDS criteria
Peru (IL) | 955 | 8 | Combustion Turbine | Illinois | 2 | Dropped - Units whose status does not meet NEEDS criteria
Peru (IL) | 955 | 9 | Combustion Turbine | Illinois | 2 | Dropped - Units whose status does not meet NEEDS criteria
Peru (IL) | 955 | IC2 | Combustion Turbine | Illinois | 1.8 | Dropped - Units whose status does not meet NEEDS criteria
Dubuque | 1046 | ST2 | Coal Steam | Iowa | 11.8 | Dropped - Units whose status does not meet NEEDS criteria
Lansing | 1047 | 2 | Coal Steam | Iowa | 11 | Dropped - Units whose status does not meet NEEDS criteria
Milton L Kapp | 1048 | 1 | O/G Steam | Iowa | 8.8 | Dropped - Units whose status does not meet NEEDS criteria
Sixth Street | 1058 | 1 | Coal Steam | Iowa | 9.4 | Dropped - Units whose status does not meet NEEDS criteria
Sixth Street | 1058 | 2 | Coal Steam | Iowa | 2.8 | Dropped - Units whose status does not meet NEEDS criteria
Sixth Street | 1058 | 4 | Coal Steam | Iowa | 12.6 | Dropped - Units whose status does not meet NEEDS criteria
Sixth Street | 1058 | 6 | Coal Steam | Iowa | 8 | Dropped - Units whose status does not meet NEEDS criteria
Sixth Street | 1058 | 7 | Coal Steam | Iowa | 14.7 | Dropped - Units whose status does not meet NEEDS criteria
Sixth Street | 1058 | 8 | Coal Steam | Iowa | 29.2 | Dropped - Units whose status does not meet NEEDS criteria
Prairie Creek | 1073 | 2 | Coal Steam | Iowa | 18.4 | Dropped - Units whose status does not meet NEEDS criteria
Sutherland | 1077 | 2 | Coal Steam | Iowa | 29.5 | Dropped - Units whose status does not meet NEEDS criteria
Fox Lake | 1888 | 2 | O/G Steam | Minnesota | 11.6 | Dropped - Units whose status does not meet NEEDS criteria
Fox Lake | 1888 | 4 | Combustion Turbine | Minnesota | 18.8 | Dropped - Units whose status does not meet NEEDS criteria
Richard Gorsuch | 7286 | 1 | Coal Steam | Ohio | 50 | Dropped - Units whose status does not meet NEEDS criteria
Richard Gorsuch | 7286 | 2 | Coal Steam | Ohio | 50 | Dropped - Units whose status does not meet NEEDS criteria
Richard Gorsuch | 7286 | 3 | Coal Steam | Ohio | 50 | Dropped - Units whose status does not meet NEEDS criteria
Richard Gorsuch | 7286 | 4 | Coal Steam | Ohio | 50 | Dropped - Units whose status does not meet NEEDS criteria
Agency GT | 7706 | 1 | Combustion Turbine | Iowa | 15.8 | Dropped - Units whose status does not meet NEEDS criteria
Agency GT | 7706 | 2 | Combustion Turbine | Iowa | 15.5 | Dropped - Units whose status does not meet NEEDS criteria
Agency GT | 7706 | 3 | Combustion Turbine | Iowa | 12.2 | Dropped - Units whose status does not meet NEEDS criteria
Agency GT | 7706 | 4 | Combustion Turbine | Iowa | 16.6 | Dropped - Units whose status does not meet NEEDS criteria
Sycamore Energy LLC | 10387 | 2 | Landfill Gas | California | 0.7 | Dropped - Units whose status does not meet NEEDS criteria
Nelson Plant Generators | 54245 | EXI2 | Combustion Turbine | Arizona | 1.1 | Dropped - Units whose status does not meet NEEDS criteria
Southbridge Energy Center LLC | 54373 | ENG4 | Combustion Turbine | Massachusetts | 1.3 | Dropped - Units whose status does not meet NEEDS criteria
John Deere Dubuque Works | 54414 | GEN2 | Coal Steam | Iowa | 3.5 | Dropped - Units whose status does not meet NEEDS criteria
John Deere Dubuque Works | 54414 | GEN4 | Coal Steam | Iowa | 7.5 | Dropped - Units whose status does not meet NEEDS criteria
Project Orange Associates LP | 54425 | GT1 | Combustion Turbine | New York | 48 | Dropped - Units whose status does not meet NEEDS criteria
Project Orange Associates LP | 54425 | GT2 | Combustion Turbine | New York | 48 | Dropped - Units whose status does not meet NEEDS criteria
North East Cogeneration Plant | 54571 | GEN1 | Combined Cycle | Pennsylvania | 36.5 | Dropped - Units whose status does not meet NEEDS criteria
North East Cogeneration Plant | 54571 | GEN2 | Combined Cycle | Pennsylvania | 32.5 | Dropped - Units whose status does not meet NEEDS criteria
North East Cogeneration Plant | 54571 | GEN3 | Combined Cycle | Pennsylvania | 10 | Dropped - Units whose status does not meet NEEDS criteria
SECCRA Community Landfill | 56873 | 2 | Landfill Gas | Pennsylvania | 1.1 | Dropped - Units whose status does not meet NEEDS criteria
Iola | 1291 | 4 | O/G Steam | Kansas | 4.3 | Dropped - Units whose status does not meet NEEDS criteria
Iola | 1291 | 5 | O/G Steam | Kansas | 5.3 | Dropped - Units whose status does not meet NEEDS criteria
Gaylord - Consumers | 1706 | 5 | Combustion Turbine | Michigan | 14 | Dropped - Units whose status does not meet NEEDS criteria
Tower | 1873 | 2 | Combustion Turbine | Michigan | 1.3 | Dropped - Units whose status does not meet NEEDS criteria
Tower | 1873 | 3 | Combustion Turbine | Michigan | 1.3 | Dropped - Units whose status does not meet NEEDS criteria
Tower | 1873 | IC1 | Combustion Turbine | Michigan | 1.3 | Dropped - Units whose status does not meet NEEDS criteria
Main Street (MO) | 2162 | 1 | Combustion Turbine | Missouri | 12 | Dropped - Units whose status does not meet NEEDS criteria
Trenton Diesel | 2163 | 6 | Combustion Turbine | Missouri | 1.2 | Dropped - Units whose status does not meet NEEDS criteria
McGrath | 6555 | 3 | Combustion Turbine | Alaska | 0.2 | Dropped - Units whose status does not meet NEEDS criteria
McGrath | 6555 | 4 | Combustion Turbine | Alaska | 0.1 | Dropped - Units whose status does not meet NEEDS criteria
McGrath | 6555 | 5 | Combustion Turbine | Alaska | 0.6 | Dropped - Units whose status does not meet NEEDS criteria
Old Hickory Plant | 10797 | IG | O/G Steam | Tennessee | 1 | Dropped - Units whose status does not meet NEEDS criteria
Primary Childrens Medical Center | 52119 | CG01 | Combustion Turbine | Utah | 0.6 | Dropped - Units whose status does not meet NEEDS criteria
Primary Childrens Medical Center | 52119 | CG02 | Combustion Turbine | Utah | 0.6 | Dropped - Units whose status does not meet NEEDS criteria
Primary Childrens Medical Center | 52119 | CG03 | Combustion Turbine | Utah | 0.6 | Dropped - Units whose status does not meet NEEDS criteria
Moll Industries Seagrove Division | 55546 | GEN1 | Combustion Turbine | North Carolina | 1 | Dropped - Units whose status does not meet NEEDS criteria
Moll Industries Seagrove Division | 55546 | GEN2 | Combustion Turbine | North Carolina | 1.1 | Dropped - Units whose status does not meet NEEDS criteria
Humboldt Bay | 246 | ST1 | O/G Steam | California | 52 | Dropped - Units whose status does not meet NEEDS criteria
Humboldt Bay | 246 | ST2 | O/G Steam | California | 53 | Dropped - Units whose status does not meet NEEDS criteria
El Centro Hybrid | 389 | 3 | O/G Steam | California | 42 | Dropped - Units whose status does not meet NEEDS criteria
Dean H Mitchell | 996 | 11 | Coal Steam | Indiana | 110 | Dropped - Units whose status does not meet NEEDS criteria
Dean H Mitchell | 996 | 4 | O/G Steam | Indiana | 125 | Dropped - Units whose status does not meet NEEDS criteria
Dean H Mitchell | 996 | 5 | Coal Steam | Indiana | 125 | Dropped - Units whose status does not meet NEEDS criteria
Dean H Mitchell | 996 | 6 | Coal Steam | Indiana | 125 | Dropped - Units whose status does not meet NEEDS criteria
Michigan City | 997 | 2 | O/G Steam | Indiana | 60 | Dropped - Units whose status does not meet NEEDS criteria
Michigan City | 997 | 3 | O/G Steam | Indiana | 60 | Dropped - Units whose status does not meet NEEDS criteria
A B Paterson | 1407 | 3 | O/G Steam | Louisiana | 40 | Dropped - Units whose status does not meet NEEDS criteria
A B Paterson | 1407 | 4 | O/G Steam | Louisiana | 72 | Dropped - Units whose status does not meet NEEDS criteria
A B Paterson | 1407 | 5 | Combustion Turbine | Louisiana | 11 | Dropped - Units whose status does not meet NEEDS criteria
Mobile GT | 6212 | 2 | Combustion Turbine | California | 15 | Dropped - Units whose status does not meet NEEDS criteria
Mobile GT | 6212 | 3 | Combustion Turbine | California | 15 | Dropped - Units whose status does not meet NEEDS criteria
NSB Anaktuvuk Pass | 7487 | 4 | Combustion Turbine | Alaska | 0.1 | Dropped - Units whose status does not meet NEEDS criteria
San Marcos Energy | 10386 | 1 | Landfill Gas | California | 0.7 | Dropped - Units whose status does not meet NEEDS criteria
San Marcos Energy | 10386 | 2 | Landfill Gas | California | 0.7 | Dropped - Units whose status does not meet NEEDS criteria
Wythe Park Power 3 Richmond Plant | 54047 | EXIS | Combustion Turbine | Virginia | 3 | Dropped - Units whose status does not meet NEEDS criteria
Ridgeview | 55925 | GEN10 | Landfill Gas | Wisconsin | 0.8 | Dropped - Units whose status does not meet NEEDS criteria
Trenton Diesel | 2163 | 7 | Combustion Turbine | Missouri | 0.9 | Dropped - Units whose status does not meet NEEDS criteria
FirstEnergy Edgewater | 2857 | CTA | Combustion Turbine | Ohio | 19 | Dropped - Units whose status does not meet NEEDS criteria
FirstEnergy Edgewater | 2857 | CTB | Combustion Turbine | Ohio | 19 | Dropped - Units whose status does not meet NEEDS criteria
Ponca City Refinery | 52188 | G1 | Fossil Waste | Oklahoma | 3 | Dropped - Units whose status does not meet NEEDS criteria
Ponca City Refinery | 52188 | G2 | Fossil Waste | Oklahoma | 3 | Dropped - Units whose status does not meet NEEDS criteria
Valero Refinery Corpus Christi East | 10203 | GEN1 | Combustion Turbine | Texas | 17 | Dropped - Units whose status does not meet NEEDS criteria
Valero Refinery Corpus Christi East | 10203 | GEN2 | Combustion Turbine | Texas | 17 | Dropped - Units whose status does not meet NEEDS criteria
Sycamore Energy LLC | 10387 | 1 | Landfill Gas | California | 0.7 | Dropped - Units whose status does not meet NEEDS criteria
Concord Cogen | 52080 | 1606 | Combustion Turbine | California | 1.5 | Dropped - Units whose status does not meet NEEDS criteria
Aera South Belridge Cogen Facility | 55185 | GENA | Combustion Turbine | California | 2.7 | Dropped - Units whose status does not meet NEEDS criteria
Aera South Belridge Cogen Facility | 55185 | GENB | Combustion Turbine | California | 2.7 | Dropped - Units whose status does not meet NEEDS criteria
Aera South Belridge Cogen Facility | 55185 | GENC | Combustion Turbine | California | 2.7 | Dropped - Units whose status does not meet NEEDS criteria
Cape Canaveral | 609 | 1 | O/G Steam | Florida | 396 | Dropped - Units whose status does not meet NEEDS criteria
Cape Canaveral | 609 | 2 | O/G Steam | Florida | 396 | Dropped - Units whose status does not meet NEEDS criteria
Sleepy Eye | 2011 | 3 | Combustion Turbine | Minnesota | 1.5 | Dropped - Units whose status does not meet NEEDS criteria
Howard Down | 2434 | 9 | O/G Steam | New Jersey | 17 | Dropped - Units whose status does not meet NEEDS criteria
Wanapum | 3888 | 7 | Hydro | Washington | 103.8 | Dropped - Units whose status does not meet NEEDS criteria
Commercial Street | 6585 | 2 | Combustion Turbine | Massachusetts | 1 | Dropped - Units whose status does not meet NEEDS criteria
Snoqualmie 2 | 7867 | 6 | Hydro | Washington | 13.9 | Dropped - Units whose status does not meet NEEDS criteria
New Orleans | 10639 | GEN2 | O/G Steam | Louisiana | 4 | Dropped - Units whose status does not meet NEEDS criteria
International Paper Franklin Mill | 52152 | GEN1 | Non-Fossil Waste | Virginia | 5 | Dropped - Units whose status does not meet NEEDS criteria
International Paper Franklin Mill | 52152 | GEN2 | Non-Fossil Waste | Virginia | 3.7 | Dropped - Units whose status does not meet NEEDS criteria
International Paper Franklin Mill | 52152 | GEN3 | Non-Fossil Waste | Virginia | 2.5 | Dropped - Units whose status does not meet NEEDS criteria
International Paper Franklin Mill | 52152 | GEN6 | Non-Fossil Waste | Virginia | 9.3 | Dropped - Units whose status does not meet NEEDS criteria
International Paper Franklin Mill | 52152 | GEN7 | Non-Fossil Waste | Virginia | 15.6 | Dropped - Units whose status does not meet NEEDS criteria
International Paper Franklin Mill | 52152 | GEN8 | Non-Fossil Waste | Virginia | 27.5 | Dropped - Units whose status does not meet NEEDS criteria
Randolph Electric | 55585 | 1 | Landfill Gas | Massachusetts | 0.9 | Dropped - Units whose status does not meet NEEDS criteria
Randolph Electric | 55585 | 2 | Landfill Gas | Massachusetts | 0.9 | Dropped - Units whose status does not meet NEEDS criteria
Randolph Electric | 55585 | 3 | Landfill Gas | Massachusetts | 0.9 | Dropped - Units whose status does not meet NEEDS criteria
Halifax Electric | 55586 | 1 | Landfill Gas | Massachusetts | 0.9 | Dropped - Units whose status does not meet NEEDS criteria
Halifax Electric | 55586 | 2 | Landfill Gas | Massachusetts | 0.9 | Dropped - Units whose status does not meet NEEDS criteria
Halifax Electric | 55586 | 3 | Landfill Gas | Massachusetts | 0.9 | Dropped - Units whose status does not meet NEEDS criteria
Barnett Shoals | 701 | 1 | Hydro | Georgia | 0.2 | Dropped - Units whose status does not meet NEEDS criteria
Barnett Shoals | 701 | 2 | Hydro | Georgia | 0.2 | Dropped - Units whose status does not meet NEEDS criteria
Barnett Shoals | 701 | 3 | Hydro | Georgia | 0.2 | Dropped - Units whose status does not meet NEEDS criteria
Barnett Shoals | 701 | 4 | Hydro | Georgia | 0.2 | Dropped - Units whose status does not meet NEEDS criteria
Brooklyn | 1128 | 4 | Combustion Turbine | Iowa | 0.5 | Dropped - Units whose status does not meet NEEDS criteria
Unalakleet | 6299 | 1 | Combustion Turbine | Alaska | 0.3 | Dropped - Units whose status does not meet NEEDS criteria
Unalakleet | 6299 | 2 | Combustion Turbine | Alaska | 0.5 | Dropped - Units whose status does not meet NEEDS criteria
Unalakleet | 6299 | 3 | Combustion Turbine | Alaska | 0.4 | Dropped - Units whose status does not meet NEEDS criteria
Unalakleet | 6299 | 4 | Combustion Turbine | Alaska | 0.4 | Dropped - Units whose status does not meet NEEDS criteria
Watsonville Power Plant | 50968 | GEN1 | Combined Cycle | California | 22 | Dropped - Units whose status does not meet NEEDS criteria
Watsonville Power Plant | 50968 | GEN2 | Combined Cycle | California | 6.9 | Dropped - Units whose status does not meet NEEDS criteria
Planergy Ramsey Methane LLC | 56672 | 1 | Landfill Gas | Minnesota | 1.6 | Dropped - Units whose status does not meet NEEDS criteria
Mistersky | 1822 | 5 | O/G Steam | Michigan | 44 | Dropped - Units whose status does not meet NEEDS criteria
Snoqualmie | 3860 | 5 | Hydro | Washington | 6.5 | Dropped - Units whose status does not meet NEEDS criteria
Blackhawk | 4048 | 3 | O/G Steam | Wisconsin | 26.5 | Dropped - Units whose status does not meet NEEDS criteria
Blackhawk | 4048 | 4 | O/G Steam | Wisconsin | 24.3 | Dropped - Units whose status does not meet NEEDS criteria
Rock River | 4057 | 1 | O/G Steam | Wisconsin | 72.9 | Dropped - Units whose status does not meet NEEDS criteria
Rock River | 4057 | 2 | O/G Steam | Wisconsin | 76.7 | Dropped - Units whose status does not meet NEEDS criteria
Cargill Corn Wet Milling Plant | 10729 | GEN2 | Combustion Turbine | Tennessee | 4.3 | Dropped - Units whose status does not meet NEEDS criteria
Hartco Flooring | 50096 | 4915 | Biomass | Tennessee | 1 | Dropped - Units whose status does not meet NEEDS criteria
Hartco Flooring | 50096 | 5102 | Biomass | Tennessee | 1 | Dropped - Units whose status does not meet NEEDS criteria
Brown University Central Heating | 51029 | EMG1 | O/G Steam | Rhode Island | 3 | Dropped - Units whose status does not meet NEEDS criteria
Ewa Nui Substation DG | 56330 | DG1 | Combustion Turbine | Hawaii | 1.6 | Dropped - Units whose status does not meet NEEDS criteria
Ewa Nui Substation DG | 56330 | DG2 | Combustion Turbine | Hawaii | 1.6 | Dropped - Units whose status does not meet NEEDS criteria
Ewa Nui Substation DG | 56330 | DG3 | Combustion Turbine | Hawaii | 1.6 | Dropped - Units whose status does not meet NEEDS criteria
Ewa Nui Substation DG | 56330 | DG4 | Combustion Turbine | Hawaii | 1.6 | Dropped - Units whose status does not meet NEEDS criteria
Ewa Nui Substation DG | 56330 | DG5 | Combustion Turbine | Hawaii | 1.6 | Dropped - Units whose status does not meet NEEDS criteria
Ewa Nui Substation DG | 56330 | DG6 | Combustion Turbine | Hawaii | 1.6 | Dropped - Units whose status does not meet NEEDS criteria
Iwilei Tank Farm DG | 56331 | DG1 | Combustion Turbine | Hawaii | 1.6 | Dropped - Units whose status does not meet NEEDS criteria
Iwilei Tank Farm DG | 56331 | DG2 | Combustion Turbine | Hawaii | 1.6 | Dropped - Units whose status does not meet NEEDS criteria
Iwilei Tank Farm DG | 56331 | DG3 | Combustion Turbine | Hawaii | 1.6 | Dropped - Units whose status does not meet NEEDS criteria
Helemano Substation DG | 56332 | DG1 | Combustion Turbine | Hawaii | 1.6 | Dropped - Units whose status does not meet NEEDS criteria
Helemano Substation DG | 56332 | DG2 | Combustion Turbine | Hawaii | 1.6 | Dropped - Units whose status does not meet NEEDS criteria
Helemano Substation DG | 56332 | DG3 | Combustion Turbine | Hawaii | 1.6 | Dropped - Units whose status does not meet NEEDS criteria
Kalaeoloa Pole Yard DG | 56514 | DG1 | Combustion Turbine | Hawaii | 1.6 | Dropped - Units whose status does not meet NEEDS criteria
Kalaeoloa Pole Yard DG | 56514 | DG2 | Combustion Turbine | Hawaii | 1.6 | Dropped - Units whose status does not meet NEEDS criteria
Kalaeoloa Pole Yard DG | 56514 | DG3 | Combustion Turbine | Hawaii | 1.6 | Dropped - Units whose status does not meet NEEDS criteria
CEIP Substation Distributed Generation | 56515 | DG1 | Combustion Turbine | Hawaii | 1.6 | Dropped - Units whose status does not meet NEEDS criteria
CEIP Substation Distributed Generation | 56515 | DG2 | Combustion Turbine | Hawaii | 1.6 | Dropped - Units whose status does not meet NEEDS criteria
CEIP Substation Distributed Generation | 56515 | DG3 | Combustion Turbine | Hawaii | 1.6 | Dropped - Units whose status does not meet NEEDS criteria
Bloomington Power Plant | 7767 | 7 | Combustion Turbine | Utah | 1.5 | Dropped - Units whose status does not meet NEEDS criteria
S D Warren Muskegon | 50438 | GEN2 | Coal Steam | Michigan | 3.5 | Dropped - Units whose status does not meet NEEDS criteria
S D Warren Muskegon | 50438 | GEN4 | Coal Steam | Michigan | 16.5 | Dropped - Units whose status does not meet NEEDS criteria
S D Warren Muskegon | 50438 | GEN5 | Coal Steam | Michigan | 17.3 | Dropped - Units whose status does not meet NEEDS criteria
Bunge Milling Cogen | 51000 | GEN1 | Coal Steam | Illinois | 17.6 | Dropped - Units whose status does not meet NEEDS criteria
Pittsburg Power Plant | 54001 | GEN1 | Combustion Turbine | California | 16.5 | Dropped - Units whose status does not meet NEEDS criteria
Pittsburg Power Plant | 54001 | GEN2 | Combustion Turbine | California | 22 | Dropped - Units whose status does not meet NEEDS criteria
Pittsburg Power Plant | 54001 | GEN3 | Combustion Turbine | California | 22 | Dropped - Units whose status does not meet NEEDS criteria
YKK USA Chestney | 54566 | GEN1 | Combustion Turbine | Georgia | 1.5 | Dropped - Units whose status does not meet NEEDS criteria
YKK USA Chestney | 54566 | GEN2 | Combustion Turbine | Georgia | 1.5 | Dropped - Units whose status does not meet NEEDS criteria
YKK USA Chestney | 54566 | GEN3 | Combustion Turbine | Georgia | 1.7 | Dropped - Units whose status does not meet NEEDS criteria
Athens Regional Medical Center | 55319 | CU1 | Combustion Turbine | Georgia | 0.7 | Dropped - Units whose status does not meet NEEDS criteria
Charles Poletti | 2491 | 6 | O/G Steam | New York | 847 | Dropped - Units whose status does not meet NEEDS criteria
Cline Falls | 6482 | 1 | Hydro | Oregon | 1.1 | Dropped - Units whose status does not meet NEEDS criteria
Fourche Creek Wastewater | 10050 | 1 | Non-Fossil Waste | Arkansas | 0.5 | Dropped - Units whose status does not meet NEEDS criteria
Lafayette Energy Partners LP | 50788 | HA1 | Landfill Gas | New Jersey | 0.5 | Dropped - Units whose status does not meet NEEDS criteria
Lafayette Energy Partners LP | 50788 | HA2 | Landfill Gas | New Jersey | 0.5 | Dropped - Units whose status does not meet NEEDS criteria
Stone Container Ontonagon Mill | 50812 | GEN1 | Coal Steam | Michigan | 11.6 | Dropped - Units whose status does not meet NEEDS criteria
Gramercy Holdings LLC | 50846 | GT2 | Combustion Turbine | Louisiana | 15 | Dropped - Units whose status does not meet NEEDS criteria
Greene Valley Gas Recovery | 55014 | GEN3 | Landfill Gas | Illinois | 2.9 | Dropped - Units whose status does not meet NEEDS criteria
Hank Nikkels Plant 1 | 75 | D1 | Combustion Turbine | Alaska | 1.2 | Dropped - Units whose status does not meet NEEDS criteria
Hank Nikkels Plant 1 | 75 | D2 | Combustion Turbine | Alaska | 1.4 | Dropped - Units whose status does not meet NEEDS criteria
Zuni | 478 | 1 | O/G Steam | Colorado | 26 | Dropped - Units whose status does not meet NEEDS criteria
Jetmore | 1292 | 3 | Combustion Turbine | Kansas | 0.2 | Dropped - Units whose status does not meet NEEDS criteria
Jetmore | 1292 | 4 | Combustion Turbine | Kansas | 0.8 | Dropped - Units whose status does not meet NEEDS criteria
Wisner | 2316 | 1 | Combustion Turbine | Nebraska | 0.6 | Dropped - Units whose status does not meet NEEDS criteria
Wisner | 2316 | 2 | Combustion Turbine | Nebraska | 0.4 | Dropped - Units whose status does not meet NEEDS criteria
Raton | 2468 | 5 | Coal Steam | New Mexico | 6.9 | Dropped - Units whose status does not meet NEEDS criteria
Bartholomew | 3688 | 1 | Hydro | Utah | 0.5 | Dropped - Units whose status does not meet NEEDS criteria
Fishers Island | 6575 | 4 | Combustion Turbine | New York | 0 | Dropped - Units whose status does not meet NEEDS criteria
Fishers Island | 6575 | 5 | Combustion Turbine | New York | 0 | Dropped - Units whose status does not meet NEEDS criteria
Indian Trails Cogen 1 | 7384 | 1 | O/G Steam | Illinois | 10 | Dropped - Units whose status does not meet NEEDS criteria
Seaford Delaware Plant | 10793 | GEN1 | O/G Steam | Delaware | 9 | Dropped - Units whose status does not meet NEEDS criteria
Seaford Delaware Plant | 10793 | GEN3 | O/G Steam | Delaware | 9 | Dropped - Units whose status does not meet NEEDS criteria
Multitrade Rabun Gap, LLC | 50201 | ST1 | Biomass | Georgia | 4.1 | Dropped - Units whose status does not meet NEEDS criteria
Stowe Power Production Plant | 50578 | GEN1 | Landfill Gas | Pennsylvania | 2.9 | Dropped - Units whose status does not meet NEEDS criteria
Stone Container Missoula Mill | 50814 | GEN1 | Non-Fossil Waste | Montana | 7.5 | Dropped - Units whose status does not meet NEEDS criteria
Stone Container Missoula Mill | 50814 | GEN2 | Non-Fossil Waste | Montana | 3.3 | Dropped - Units whose status does not meet NEEDS criteria
Stone Container Missoula Mill | 50814 | GEN3 | Non-Fossil Waste | Montana | 6.5 | Dropped - Units whose status does not meet NEEDS criteria
Gillette SBMC | 54225 | TG1 | O/G Steam | Massachusetts | 6.3 | Dropped - Units whose status does not meet NEEDS criteria
Formosa Plastics | 54518 | GT1 | Combustion Turbine | Louisiana | 33 | Dropped - Units whose status does not meet NEEDS criteria
Oklahoma State University | 54779 | GEN3 | O/G Steam | Oklahoma | 1.6 | Dropped - Units whose status does not meet NEEDS criteria
Southaven Energy Facility | 55219 | 3 | Combustion Turbine | Mississippi | 75 | Dropped - Units whose status does not meet NEEDS criteria
Southaven Energy Facility | 55219 | 4 | Combustion Turbine | Mississippi | 75 | Dropped - Units whose status does not meet NEEDS criteria
Dynegy South Bay Power Plant | 310 | 3 | O/G Steam | California | 175 | Dropped - Units whose status does not meet NEEDS criteria
Dynegy South Bay Power Plant | 310 | 4 | O/G Steam | California | 222 | Dropped - Units whose status does not meet NEEDS criteria
Brawley | 383 | GT1 | Combustion Turbine | California | 9 | Dropped - Units whose status does not meet NEEDS criteria
Brawley | 383 | GT2 | Combustion Turbine | California | 9 | Dropped - Units whose status does not meet NEEDS criteria
Turkey Point | 621 | IC1 | Combustion Turbine | Florida | 2.4 | Dropped - Units whose status does not meet NEEDS criteria
Turkey Point | 621 | IC2 | Combustion Turbine | Florida | 2.4 | Dropped - Units whose status does not meet NEEDS criteria
Turkey Point | 621 | IC3 | Combustion Turbine | Florida | 2.4 | Dropped - Units whose status does not meet NEEDS criteria
Turkey Point | 621 | IC4 | Combustion Turbine | Florida | 2.4 | Dropped - Units whose status does not meet NEEDS criteria
Turkey Point | 621 | IC5 | Combustion Turbine | Florida | 2.4 | Dropped - Units whose status does not meet NEEDS criteria
Fairmont (MN) | 1973 | 3 | O/G Steam | Minnesota | 4.9 | Dropped - Units whose status does not meet NEEDS criteria
Fairmont (MN) | 1973 | 4 | O/G Steam | Minnesota | 5 | Dropped - Units whose status does not meet NEEDS criteria
Fairmont (MN) | 1973 | 5 | O/G Steam | Minnesota | 7.8 | Dropped - Units whose status does not meet NEEDS criteria
GMMM Westover | 2526 | 7 | Coal Steam | New York | 43.7 | Dropped - Units whose status does not meet NEEDS criteria
Greenidge Generation LLC | 2527 | 3 | Coal Steam | New York | 52 | Dropped - Units whose status does not meet NEEDS criteria
Ponca Diesel | 2997 | 10 | Combustion Turbine | Oklahoma | 1.9 | Dropped - Units whose status does not meet NEEDS criteria
Ponca Diesel | 2997 | 4 | Combustion Turbine | Oklahoma | 1.6 | Dropped - Units whose status does not meet NEEDS criteria
Ponca Diesel | 2997 | 9 | Combustion Turbine | Oklahoma | 5.1 | Dropped - Units whose status does not meet NEEDS criteria
Handley | 3491 | 1 | O/G Steam | Texas | 42 | Dropped - Units whose status does not meet NEEDS criteria
Handley | 3491 | 2 | O/G Steam | Texas | 75 | Dropped - Units whose status does not meet NEEDS criteria
Durant | 6220 | 4 | Combustion Turbine | Iowa | 0.5 | Dropped - Units whose status does not meet NEEDS criteria
Durant | 6220 | 5 | Combustion Turbine | Iowa | 0.5 | Dropped - Units whose status does not meet NEEDS criteria
Stock Island | 6584 | IC1 | Combustion Turbine | Florida | 1.5 | Dropped - Units whose status does not meet NEEDS criteria
Stock Island | 6584 | IC2 | Combustion Turbine | Florida | 1.5 | Dropped - Units whose status does not meet NEEDS criteria
Stock Island | 6584 | IC3 | Combustion Turbine | Florida | 1.5 | Dropped - Units whose status does not meet NEEDS criteria
Cabot Holyoke | 9864 | 9 | O/G Steam | Massachusetts | 5.7 | Dropped - Units whose status does not meet NEEDS criteria
Pharmacia | 10284 | TG-1 | Combustion Turbine | New Jersey | 0.7 | Dropped - Units whose status does not meet NEEDS criteria
Pharmacia | 10284 | TG-2 | Combustion Turbine | New Jersey | 0.7 | Dropped - Units whose status does not meet NEEDS criteria
Pharmacia | 10284 | TG-3 | Combustion Turbine | New Jersey | 0.8 | Dropped - Units whose status does not meet NEEDS criteria
Pharmacia | 10284 | TG-4 | Combustion Turbine | New Jersey | 0.7 | Dropped - Units whose status does not meet NEEDS criteria
Pharmacia | 10284 | TG-5 | Combustion Turbine | New Jersey | 0.7 | Dropped - Units whose status does not meet NEEDS criteria
Pharmacia | 10284 | TG-6 | Combustion Turbine | New Jersey | 0.7 | Dropped - Units whose status does not meet NEEDS criteria
Charleston Resource Recovery Facility | 10344 | 101 | Municipal Solid Waste | South Carolina | 9.5 | Dropped - Units whose status does not meet NEEDS criteria
CalTex Holdings LP | 50253 | TG1 | O/G Steam | Texas | 30.7 | Dropped - Units whose status does not meet NEEDS criteria
CalTex Holdings LP | 50253 | TG4 | O/G Steam | Texas | 43 | Dropped - Units whose status does not meet NEEDS criteria
Utility Plants Section | 50308 | GEN2 | Coal Steam | Alaska | 0 | Dropped - Units whose status does not meet NEEDS criteria
Steamboat 1 | 50763 | OE11 | Geothermal | Nevada | 0.9 | Dropped - Units whose status does not meet NEEDS criteria
Steamboat 1 | 50763 | OE12 | Geothermal | Nevada | 0.9 | Dropped - Units whose status does not meet NEEDS criteria
Steamboat 1 | 50763 | OE13 | Geothermal | Nevada | 0.9 | Dropped - Units whose status does not meet NEEDS criteria
Steamboat 1 | 50763 | OE14 | Geothermal | Nevada | 0.9 | Dropped - Units whose status does not meet NEEDS criteria
Steamboat 1 | 50763 | OE21 | Geothermal | Nevada | 0.9 | Dropped - Units whose status does not meet NEEDS criteria
Steamboat 1 | 50763 | OE22 | Geothermal | Nevada | 0.9 | Dropped - Units whose status does not meet NEEDS criteria
Steamboat 1 | 50763 | OE23 | Geothermal | Nevada | 0.9 | Dropped - Units whose status does not meet NEEDS criteria
Newark Power Plant | 50797 | GEN1 | Combined Cycle | New Jersey | 40.9 | Dropped - Units whose status does not meet NEEDS criteria
Newark Power Plant | 50797 | GEN2 | Combined Cycle | New Jersey | 16.1 | Dropped - Units whose status does not meet NEEDS criteria
Marathon Electric | 50990 | P3-5 | Combustion Turbine | Wisconsin | 0.7 | Dropped - Units whose status does not meet NEEDS criteria
Salinas | 52205 | SAL1 | Landfill Gas | California | 1.3 | Dropped - Units whose status does not meet NEEDS criteria
Oxnard | 52206 | OXN1 | Landfill Gas | California | 1.7 | Dropped - Units whose status does not meet NEEDS criteria
Oxnard | 52206 | OXN2 | Landfill Gas | California | 1.7 | Dropped - Units whose status does not meet NEEDS criteria
Oxnard | 52206 | OXN3 | Landfill Gas | California | 1.7 | Dropped - Units whose status does not meet NEEDS criteria
Pineville Mill | 54095 | GEN1 | O/G Steam | Louisiana | 22 | Dropped - Units whose status does not meet NEEDS criteria
Midkiff Plant | 54459 | 1 | Combustion Turbine | Texas | 1.2 | Dropped - Units whose status does not meet NEEDS criteria
Midkiff Plant | 54459 | 2 | Combustion Turbine | Texas | 1.2 | Dropped - Units whose status does not meet NEEDS criteria
Midkiff Plant | 54459 | 3 | Combustion Turbine | Texas | 1.2 | Dropped - Units whose status does not meet NEEDS criteria
Chaney Dell Plant | 54702 | G-1A | Combustion Turbine | Oklahoma | 0.5 | Dropped - Units whose status does not meet NEEDS criteria
Chaney Dell Plant | 54702 | G-1B | Combustion Turbine | Oklahoma | 0.4 | Dropped - Units whose status does not meet NEEDS criteria
Chaney Dell Plant | 54702 | G-1C | Combustion Turbine | Oklahoma | 0.5 | Dropped - Units whose status does not meet NEEDS criteria
Albany Paper Mill | 54944 | 01 | Combustion Turbine | Oregon | 51 | Dropped - Units whose status does not meet NEEDS criteria
Albany Paper Mill | 54944 | 02 | Non-Fossil Waste | Oregon | 15 | Dropped - Units whose status does not meet NEEDS criteria
Phoenix Wind Power LLC | 55339 | GEN1 | Onshore Wind | California | 1.5 | Dropped - Units whose status does not meet NEEDS criteria
Oak Ridge North Power | 56881 | 1 | Biomass | Texas | 1.6 | Dropped - Units whose status does not meet NEEDS criteria
Oak Ridge North Power | 56881 | 2 | Biomass | Texas | 1.6 | Dropped - Units whose status does not meet NEEDS criteria
Oak Ridge North Power | 56881 | 3 | Biomass | Texas | 1.6 | Dropped - Units whose status does not meet NEEDS criteria
Woodlands Area Power Project | 56882 | 1 | Biomass | Texas | 7.8 | Dropped - Units whose status does not meet NEEDS criteria
Gwitchyaa Zhee | 7174 | 5 | Combustion Turbine | Alaska | 0.4 | Dropped - Units whose status does not meet NEEDS criteria
Vaagen Brothers Lumber | 50120 | 0001 | Biomass | Washington | 3.7 | Dropped - Units whose status does not meet NEEDS criteria
Gay Robinson | 50333 | ST4 | Biomass | Hawaii | 2.5 | Dropped - Units whose status does not meet NEEDS criteria
Freeport Energy | 52120 | G-35 | Combined Cycle | Texas | 95.6 | Dropped - Units whose status does not meet NEEDS criteria
Veolia Energy-OKC | 56246 | CR4 | Combustion Turbine | Oklahoma | 0.4 | Dropped - Units whose status does not meet NEEDS criteria
Lakeside | 964 | 6 | Coal Steam | Illinois | 38 | Dropped - Units whose status does not meet NEEDS criteria
Lakeside | 964 | 7 | Coal Steam | Illinois | 38 | Dropped - Units whose status does not meet NEEDS criteria
Presque Isle | 1769 | 3 | Coal Steam | Michigan | 58 | Dropped - Units whose status does not meet NEEDS criteria
Presque Isle | 1769 | 4 | Coal Steam | Michigan | 58 | Dropped - Units whose status does not meet NEEDS criteria
Campbell City | 2118 | 3 | Combustion Turbine | Missouri | 1.1 | Dropped - Units whose status does not meet NEEDS criteria
Campbell City | 2118 | 5 | Combustion Turbine | Missouri | 1.3 | Dropped - Units whose status does not meet NEEDS criteria
Campbell City | 2118 | 6 | Combustion Turbine | Missouri | 1.5 | Dropped - Units whose status does not meet NEEDS criteria
Campbell City | 2118 | 7 | Combustion Turbine | Missouri | 1.5 | Dropped - Units whose status does not meet NEEDS criteria
Campbell City | 2118 | 8 | Combustion Turbine | Missouri | 1.8 | Dropped - Units whose status does not meet NEEDS criteria
P H Robinson | 3466 | 1 | O/G Steam | Texas | 461 | Dropped - Units whose status does not meet NEEDS criteria
P H Robinson | 3466 | 2 | O/G Steam | Texas | 461 | Dropped - Units whose status does not meet NEEDS criteria
P H Robinson | 3466 | 3 | O/G Steam | Texas | 552 | Dropped - Units whose status does not meet NEEDS criteria
P H Robinson | 3466 | 4 | O/G Steam | Texas | 737 | Dropped - Units whose status does not meet NEEDS criteria
Manitowoc | 4125 | IC1 | Combustion Turbine | Wisconsin | 5 | Dropped - Units whose status does not meet NEEDS criteria
Chevak | 6311 | 1 | Combustion Turbine | Alaska | 0.4 | Dropped - Units whose status does not meet NEEDS criteria
Chevak | 6311 | 2 | Combustion Turbine | Alaska | 0.3 | Dropped - Units whose status does not meet NEEDS criteria
Chevak | 6311 | 3 | Combustion Turbine | Alaska | 0.3 | Dropped - Units whose status does not meet NEEDS criteria
Diamond Valley Lake | 7942 | 1 | Hydro | California | 0 | Dropped - Units whose status does not meet NEEDS criteria
Diamond Valley Lake | 7942 | 5 | Hydro | California | 0 | Dropped - Units whose status does not meet NEEDS criteria
Diamond Valley Lake | 7942 | 9 | Hydro | California | 0 | Dropped - Units whose status does not meet NEEDS criteria
Freeport Energy | 52120 | G-36 | Combined Cycle | Texas | 99 | Dropped - Units whose status does not meet NEEDS criteria
John Deere Dubuque Works | 54414 | GEN3 | Coal Steam | Iowa | 1.5 | Dropped - Units whose status does not meet NEEDS criteria
Mallard Lake Electric | 55592 | 3 | Landfill Gas | Illinois | 3.8 | Dropped - Units whose status does not meet NEEDS criteria
Seward (AK) | 92 | 1 | Combustion Turbine | Alaska | 1 | Dropped - Units whose status does not meet NEEDS criteria
Seward (AK) | 92 | 2 | Combustion Turbine | Alaska | 1 | Dropped - Units whose status does not meet NEEDS criteria
Victoria | 3443 | 4 | O/G Steam | Texas | 69 | Dropped - Units whose status does not meet NEEDS criteria
TXU Sweetwater Generating Plant | 50615 | STG1 | Combined Cycle | Texas | 76 | Dropped - Units whose status does not meet NEEDS criteria
Devonshire Power Partners LLC | 55761 | DO3 | Landfill Gas | Illinois | 1 | Dropped - Units whose status does not meet NEEDS criteria
Devonshire Power Partners LLC | 55761 | DO4 | Landfill Gas | Illinois | 1 | Dropped - Units whose status does not meet NEEDS criteria
Devonshire Power Partners LLC | 55761 | DO5 | Landfill Gas | Illinois | 1 | Dropped - Units whose status does not meet NEEDS criteria
Aurora Energy LLC Chena | 79 | 3 | Coal Steam | Alaska | 1.5 | Dropped - Units whose status does not meet NEEDS criteria
Hawley | 1978 | 1 | Combustion Turbine | Minnesota | 0.1 | Dropped - Units whose status does not meet NEEDS criteria
Hawley | 1978 | 2 | Combustion Turbine | Minnesota | 0.6 | Dropped - Units whose status does not meet NEEDS criteria
Hawley | 1978 | 3 | Combustion Turbine | Minnesota | 0.1 | Dropped - Units whose status does not meet NEEDS criteria
Hawley | 1978 | 4 | Combustion Turbine | Minnesota | 0.3 | Dropped - Units whose status does not meet NEEDS criteria
Hawley | 1978 | 5 | Combustion Turbine | Minnesota | 0.3 | Dropped - Units whose status does not meet NEEDS criteria
Univ of Calif Santa Cruz Cogeneration | 50064 | 002 | Combustion Turbine | California | 0.2 | Dropped - Units whose status does not meet NEEDS criteria
Gay Robinson | 50333 | DSL1 | Combustion Turbine | Hawaii | 0.4 | Dropped - Units whose status does not meet NEEDS criteria
Gay Robinson | 50333 | DSL4 | Combustion Turbine | Hawaii | 0.4 | Dropped - Units whose status does not meet NEEDS criteria
Fort Greely Power Plant | 54834 | EN-1 | Combustion Turbine | Alaska | 1 | Dropped - Units whose status does not meet NEEDS criteria
Fort Greely Power Plant | 54834 | EN-2 | Combustion Turbine | Alaska | 1 | Dropped - Units whose status does not meet NEEDS criteria
Fort Greely Power Plant | 54834 | EN-3 | Combustion Turbine | Alaska | 1 | Dropped - Units whose status does not meet NEEDS criteria
District 100 Transco Gas Pipe Line | 54743 | 001 | Non-Fossil Waste | Alabama | 0.7 | Dropped - Units whose status does not meet NEEDS criteria
District 100 Transco Gas Pipe Line | 54743 | 002 | Non-Fossil Waste | Alabama | 0.7 | Dropped - Units whose status does not meet NEEDS criteria
Rockford Electric | 55591 | 1 | Landfill Gas | Illinois | 0.9 | Dropped - Units whose status does not meet NEEDS criteria
Rockford Electric | 55591 | 2 | Landfill Gas | Illinois | 0.9 | Dropped - Units whose status does not meet NEEDS criteria
P L Bartow | 634 | ST1 | O/G Steam | Florida | 122 | Dropped - Units whose status does not meet NEEDS criteria
P L Bartow | 634 | ST2 | O/G Steam | Florida | 103 | Dropped - Units whose status does not meet NEEDS criteria
P L Bartow | 634 | ST3 | O/G Steam | Florida | 201 | Dropped - Units whose status does not meet NEEDS criteria
Howard Down | 2434 | 8 | O/G Steam | New Jersey | 11 | Dropped - Units whose status does not meet NEEDS criteria
Southaven Energy Facility | 55219 | 1 | Combustion Turbine | Mississippi | 75 | Dropped - Units whose status does not meet NEEDS criteria
Southaven Energy Facility | 55219 | 2 | Combustion Turbine | Mississippi | 75 | Dropped - Units whose status does not meet NEEDS criteria
Millennium Hawkins Point | 56045 | 1A | Combustion Turbine | Maryland | 1.1 | Dropped - Units whose status does not meet NEEDS criteria
Millennium Hawkins Point | 56045 | 1B | Combustion Turbine | Maryland | 1.1 | Dropped - Units whose status does not meet NEEDS criteria
Millennium Hawkins Point | 56045 | 2A | Combustion Turbine | Maryland | 1.1 | Dropped - Units whose status does not meet NEEDS criteria
Millennium Hawkins Point | 56045 | 2B | Combustion Turbine | Maryland | 1.1 | Dropped - Units whose status does not meet NEEDS criteria
Millennium Hawkins Point | 56045 | 3A | Combustion Turbine | Maryland | 1.1 | Dropped - Units whose status does not meet NEEDS criteria
Millennium Hawkins Point | 56045 | 3B | Combustion Turbine | Maryland | 1.1 | Dropped - Units whose status does not meet NEEDS criteria
Millennium Hawkins Point | 56045 | ST1 | O/G Steam | Maryland | 0.5 | Dropped - Units whose status does not meet NEEDS criteria
North Lake | 3454 | 1 | O/G Steam | Texas | 175 | Dropped - Units whose status does not meet NEEDS criteria
North Lake | 3454 | 2 | O/G Steam | Texas | 175 | Dropped - Units whose status does not meet NEEDS criteria
North Lake | 3454 | 3 | O/G Steam | Texas | 365 | Dropped - Units whose status does not meet NEEDS criteria
DTE Pontiac North LLC | 10111 | GEN1 | Coal Steam | Michigan | 19 | Dropped - Units whose status does not meet NEEDS criteria
Seaford Delaware Plant | 10793 | GEN2 | Coal Steam | Delaware | 9 | Dropped - Units whose status does not meet NEEDS criteria
Smart Papers LLC | 50247 | GEN4 | Coal Steam | Ohio | 1.5 | Dropped - Units whose status does not meet NEEDS criteria
Oceanside Energy | 50348 | OS1 | Landfill Gas | New York | 0.6 | Dropped - Units whose status does not meet NEEDS criteria
Chunchula Plant 1 | 54441 | 001 | Combustion Turbine | Alabama | 0.5 | Dropped - Units whose status does not meet NEEDS criteria
Chunchula Plant 1 | 54441 | 002 | Combustion Turbine | Alabama | 0.5 | Dropped - Units whose status does not meet NEEDS criteria
Chunchula Plant 1 | 54441 | 003 | O/G Steam | Alabama | 0.4 | Dropped - Units whose status does not meet NEEDS criteria
MMC Midsun LLC | 55974 | GEN1 | Combustion Turbine | California | 19.4 | Dropped - Units whose status does not meet NEEDS criteria
Cornell Dubilier | 56130 | 1 | Combustion Turbine | South Carolina | 0 | Dropped - Units whose status does not meet NEEDS criteria
J D Kennedy | 666 | GT3 | Combustion Turbine | Florida | 54 | Dropped - Units whose status does not meet NEEDS criteria
Sterling Avenue | 860 | 1 | Combustion Turbine | Illinois | 15 | Dropped - Units whose status does not meet NEEDS criteria
Sterling Avenue | 860 | 2 | Combustion Turbine | Illinois | 15 | Dropped - Units whose status does not meet NEEDS criteria
Riverside (MN) | 1927 | 8 | Coal Steam | Minnesota | 227 | Dropped - Units whose status does not meet NEEDS criteria
Sam Bertron | 3468 | GT1 | Combustion Turbine | Texas | 20 | Dropped - Units whose status does not meet NEEDS criteria
John Harmon Gen | 7412 | JH-1 | Combustion Turbine | Georgia | 3 | Dropped - Units whose status does not meet NEEDS criteria
2 AC Station | 10211 | 10TG | Fossil Waste | Indiana | 18 | Dropped - Units whose status does not meet NEEDS criteria
2 AC Station | 10211 | 11TG | Fossil Waste | Indiana | 18 | Dropped - Units whose status does not meet NEEDS criteria
2 AC Station | 10211 | 8TG | Fossil Waste | Indiana | 10 | Dropped - Units whose status does not meet NEEDS criteria
Southbridge Energy Center LLC | 54373 | ENG3 | Combustion Turbine | Massachusetts | 1.3 | Dropped - Units whose status does not meet NEEDS criteria
Durgin & Crowell Lumber | 54870 | 0284 | Combustion Turbine | New Hampshire | 1.3 | Dropped - Units whose status does not meet NEEDS criteria
Durgin & Crowell Lumber | 54870 | 3413 | Combustion Turbine | New Hampshire | 0.7 | Dropped - Units whose status does not meet NEEDS criteria
PERC LLC | 55772 | 1 | Landfill Gas | Washington | 0.8 | Dropped - Units whose status does not meet NEEDS criteria
PERC LLC | 55772 | 2 | Landfill Gas | Washington | 0.8 | Dropped - Units whose status does not meet NEEDS criteria
PERC LLC | 55772 | 3 | Landfill Gas | Washington | 0.8 | Dropped - Units whose status does not meet NEEDS criteria
Mountain Creek | 3453 | 2 | O/G Steam | Texas | 24 | Dropped - Units whose status does not meet NEEDS criteria
Mountain Creek | 3453 | 3 | O/G Steam | Texas | 70 | Dropped - Units whose status does not meet NEEDS criteria
Gwitchyaa Zhee | 7174 | 3 | Combustion Turbine | Alaska | 0.4 | Dropped - Units whose status does not meet NEEDS criteria
Dow St Charles Operations | 50152 | CTG | Combined Cycle | Louisiana | 10 | Dropped - Units whose status does not meet NEEDS criteria
Weyerhaeuser Wright City Complex OK | 50198 | TG1 | Biomass | Oklahoma | 5 | Dropped - Units whose status does not meet NEEDS criteria
Boralex Sherman LLC | 50874 | GEN1 | Biomass | Maine | 21 | Dropped - Units whose status does not meet NEEDS criteria
Ohio University Facilities Management | 54923 | OUG1 | Coal Steam | Ohio | 0.9 | Dropped - Units whose status does not meet NEEDS criteria
Biodyne Peoria | 55057 | 001 | Landfill Gas | Illinois | 0.8 | Dropped - Units whose status does not meet NEEDS criteria
Biodyne Peoria | 55057 | 002 | Landfill Gas | Illinois | 0.8 | Dropped - Units whose status does not meet NEEDS criteria
Biodyne Peoria | 55057 | 003 | Landfill Gas | Illinois | 0.8 | Dropped - Units whose status does not meet NEEDS criteria
Biodyne Peoria | 55057 | 004 | Landfill Gas | Illinois | 0.8 | Dropped - Units whose status does not meet NEEDS criteria
Biodyne Peoria | 55057 | 005 | Landfill Gas | Illinois | 0.8 | Dropped - Units whose status does not meet NEEDS criteria
Biodyne Lyons | 55060 | 001 | Landfill Gas | Illinois | 0.9 | Dropped - Units whose status does not meet NEEDS criteria
Biodyne Lyons | 55060 | 002 | Landfill Gas | Illinois | 0.9 | Dropped - Units whose status does not meet NEEDS criteria
Biodyne Lyons | 55060 | 003 | Landfill Gas | Illinois | 0.9 | Dropped - Units whose status does not meet NEEDS criteria
Biodyne Lyons | 55060 | 004 | Landfill Gas | Illinois | 0.9 | Dropped - Units whose status does not meet NEEDS criteria
Biodyne Lyons | 55060 | 005 | Landfill Gas | Illinois | 0.9 | Dropped - Units whose status does not meet NEEDS criteria
Dillingham | 109 | 3 | Combustion Turbine | Alaska | 0.3 | Dropped - Units whose status does not meet NEEDS criteria
La Plata | 2140 | 6 | Combustion Turbine | Missouri | 0.9 | Dropped - Units whose status does not meet NEEDS criteria
La Plata | 2140 | 7 | Combustion Turbine | Missouri | 0.9 | Dropped - Units whose status does not meet NEEDS criteria
Dow St Charles Operations | 50152 | IGT | Combined Cycle | Louisiana | 9.6 | Dropped - Units whose status does not meet NEEDS criteria
Univ New Mexico Cogen Plant | 50905 | 1 | Combustion Turbine | New Mexico | 2.1 | Dropped - Units whose status does not meet NEEDS criteria
Wrangell | 95 | 5 | Combustion Turbine | Alaska | 0.5 | Dropped - Units whose status does not meet NEEDS criteria
Wrangell | 95 | 7 | Combustion Turbine | Alaska | 0.5 | Dropped - Units whose status does not meet NEEDS criteria
Bluffton | 1023 | 1 | Combustion Turbine | Indiana | 0.8 | Dropped - Units whose status does not meet NEEDS criteria
Bluffton | 1023 | 2 | Combustion Turbine | Indiana | 0.8 | Dropped - Units whose status does not meet NEEDS criteria
Bluffton | 1023 | 3 | Combustion Turbine | Indiana | 2 | Dropped - Units whose status does not meet NEEDS criteria
Bluffton | 1023 | 4 | Combustion Turbine | Indiana | 2 | Dropped - Units whose status does not meet NEEDS criteria
Minneapolis City of | 1307 | 1 | Combustion Turbine | Kansas | 0.4 | Dropped - Units whose status does not meet NEEDS criteria
Minneapolis City of | 1307 | 2 | Combustion Turbine | Kansas | 0.5 | Dropped - Units whose status does not meet NEEDS criteria
Oakely | 1311 | 3 | Combustion Turbine | Kansas | 0.5 | Dropped - Units whose status does not meet NEEDS criteria
Oakely | 1311 | 5 | Combustion Turbine | Kansas | 1.3 | Dropped - Units whose status does not meet NEEDS criteria
Osage City | 1313 | 9 | Combustion Turbine | Kansas | 0.7 | Dropped - Units whose status does not meet NEEDS criteria
Natchitoches | 1450 | 10 | O/G Steam | Louisiana | 26 | Dropped - Units whose status does not meet NEEDS criteria
Natchitoches | 1450 | 2 | Combustion Turbine | Louisiana | 1.5 | Dropped - Units whose status does not meet NEEDS criteria
Natchitoches | 1450 | 3 | Combustion Turbine | Louisiana | 1.5 | Dropped - Units whose status does not meet NEEDS criteria
Natchitoches | 1450 | 6 | Combustion Turbine | Louisiana | 2.8 | Dropped - Units whose status does not meet NEEDS criteria
Natchitoches | 1450 | 7 | Combustion Turbine | Louisiana | 2.8 | Dropped - Units whose status does not meet NEEDS criteria
Natchitoches | 1450 | 8 | O/G Steam | Louisiana | 6 | Dropped - Units whose status does not meet NEEDS criteria
Natchitoches | 1450 | 9 | O/G Steam | Louisiana | 12.6 | Dropped - Units whose status does not meet NEEDS criteria
New Prague | 1999 | 1 | Combustion Turbine | Minnesota | 1 | Dropped - Units whose status does not meet NEEDS criteria
Owatonna | 2003 | 5 | O/G Steam | Minnesota | 5 | Dropped - Units whose status does not meet NEEDS criteria
North Texas | 3627 | 3 | O/G Steam | Texas | 38 | Dropped - Units whose status does not meet NEEDS criteria
Galena Electric Utility | 7437 | 3 | Combustion Turbine | Alaska | 0.7 | Dropped - Units whose status does not meet NEEDS criteria
Port Townsend Paper | 50544 | GEN2 | Non-Fossil Waste | Washington | 3 | Dropped - Units whose status does not meet NEEDS criteria
Monroe Livingston Gas Recovery | 50565 | GEN3 | Landfill Gas | New York | 0.8 | Dropped - Units whose status does not meet NEEDS criteria
Stillwater Facility | 50765 | OE11 | Geothermal | Nevada | 0.6 | Dropped - Units whose status does not meet NEEDS criteria
Stillwater Facility | 50765 | OE12 | Geothermal | Nevada | 0.6 | Dropped - Units whose status does not meet NEEDS criteria
Stillwater Facility | 50765 | OE13 | Geothermal | Nevada | 0.7 | Dropped - Units whose status does not meet NEEDS criteria
Stillwater Facility | 50765 | OE14 | Geothermal | Nevada | 0.7 | Dropped - Units whose status does not meet NEEDS criteria
Stillwater Facility | 50765 | OE15 | Geothermal | Nevada | 0.6 | Dropped - Units whose status does not meet NEEDS criteria
Stillwater Facility | 50765 | OE16 | Geothermal | Nevada | 0.7 | Dropped - Units whose status does not meet NEEDS criteria
Stillwater Facility | 50765 | OE17 | Geothermal | Nevada | 0.6 | Dropped - Units whose status does not meet NEEDS criteria
Stillwater Facility | 50765 | OE21 | Geothermal | Nevada | 0.6 | Dropped - Units whose status does not meet NEEDS criteria
Stillwater Facility | 50765 | OE22 | Geothermal | Nevada | 0.5 | Dropped - Units whose status does not meet NEEDS criteria
Stillwater Facility | 50765 | OE23 | Geothermal | Nevada | 0.6 | Dropped - Units whose status does not meet NEEDS criteria
Stillwater Facility | 50765 | OE24 | Geothermal | Nevada | 0.6 | Dropped - Units whose status does not meet NEEDS criteria
Stillwater Facility | 50765 | OE25 | Geothermal | Nevada | 0.6 | Dropped - Units whose status does not meet NEEDS criteria
Stillwater Facility | 50765 | OE26 | Geothermal | Nevada | 0.6 | Dropped - Units whose status does not meet NEEDS criteria
Stillwater Facility | 50765 | OE27 | Geothermal | Nevada | 0.5 | Dropped - Units whose status does not meet NEEDS criteria
Covington Facility | 50900 | GEN6 | Non-Fossil Waste | Virginia | 5.5 | Dropped - Units whose status does not meet NEEDS criteria
Kimberly Mill | 54885 | 3TB | O/G Steam | Wisconsin | 15.9 | Dropped - Units whose status does not meet NEEDS criteria
Kimberly Mill | 54885 | 4TB | O/G Steam | Wisconsin | 19.3 | Dropped - Units whose status does not meet NEEDS criteria
Big Bend | 645 | GT1 | Combustion Turbine | Florida | 10 | Dropped - Units whose status does not meet NEEDS criteria
Big Bend | 645 | GT2 | Combustion Turbine | Florida | 49 | Dropped - Units whose status does not meet NEEDS criteria
Big Bend | 645 | GT3 | Combustion Turbine | Florida | 39 | Dropped - Units whose status does not meet NEEDS criteria
Howard Down | 2434 | 5 | O/G Steam | New Jersey | 3 | Dropped - Units whose status does not meet NEEDS criteria
Howard Down | 2434 | 6 | O/G Steam | New Jersey | 4 | Dropped - Units whose status does not meet NEEDS criteria
Howard Down | 2434 | 7 | O/G Steam | New Jersey | 8 | Dropped - Units whose status does not meet NEEDS criteria
Lebanon | 2921 | 3 | Combustion Turbine | Ohio | 1.3 | Dropped - Units whose status does not meet NEEDS criteria
Lebanon | 2921 | 4 | Combustion Turbine | Ohio | 1.3 | Dropped - Units whose status does not meet NEEDS criteria
Providence | 3245 | 1 | Hydro | Rhode Island | 1.4 | Dropped - Units whose status does not meet NEEDS criteria
Victoria | 3443 | 6 | O/G Steam | Texas | 250 | Dropped - Units whose status does not meet NEEDS criteria
Mosaic Co Mulberry Facility | 50510 | CGN1 | Energy Storage | Florida | 19.5 | Dropped - Units whose status does not meet NEEDS criteria
S&L Cogeneration | 54253 | GEN1 | Combustion Turbine | Texas | 35 | Dropped - Units whose status does not meet NEEDS criteria
Duraco Products | 54798 | GEN1 | Combustion Turbine | Illinois | 0.7 | Dropped - Units whose status does not meet NEEDS criteria
Duraco Products | 54798 | GEN2 | Combustion Turbine | Illinois | 0.7 | Dropped - Units whose status does not meet NEEDS criteria
West Pharmaceutical Services | 54947 | GEN1 | Combustion Turbine | North Carolina | 1.2 | Dropped - Units whose status does not meet NEEDS criteria
Small Hydro of Texas | 55000 | 01 | Hydro | Texas | 0.4 | Dropped - Units whose status does not meet NEEDS criteria
Small Hydro of Texas | 55000 | 02 | Hydro | Texas | 0.4 | Dropped - Units whose status does not meet NEEDS criteria
Small Hydro of Texas | 55000 | 03 | Hydro | Texas | 0.4 | Dropped - Units whose status does not meet NEEDS criteria
Devonshire Power Partners LLC | 55761 | DO1 | Landfill Gas | Illinois | 1 | Dropped - Units whose status does not meet NEEDS criteria
Devonshire Power Partners LLC | 55761 | DO2 | Landfill Gas | Illinois | 1 | Dropped - Units whose status does not meet NEEDS criteria
SPFT - Newberg Cogen | 56124 | GT1 | Combustion Turbine | Oregon | 41.6 | Dropped - Units whose status does not meet NEEDS criteria
Westar Wind | 56219 | J1 | Onshore Wind | Kansas | 0 | Dropped - Units whose status does not meet NEEDS criteria
Westar Wind | 56219 | J2 | Onshore Wind | Kansas | 0 | Dropped - Units whose status does not meet NEEDS criteria
U S Alliance Coosa Pines | 54216 | AOW1 | Coal Steam | Alabama | 4.7 | Dropped - Units whose status does not meet NEEDS criteria
U S Alliance Coosa Pines | 54216 | AOW2 | Coal Steam | Alabama | 4.7 | Dropped - Units whose status does not meet NEEDS criteria
U S Alliance Coosa Pines | 54216 | AOW4 | Coal Steam | Alabama | 4.7 | Dropped - Units whose status does not meet NEEDS criteria
U S Alliance Coosa Pines | 54216 | AOW5 | Coal Steam | Alabama | 4.7 | Dropped - Units whose status does not meet NEEDS criteria
Dowagiac | 1823 | 1 | Combustion Turbine | Michigan | 1 | Dropped - Units whose status does not meet NEEDS criteria
Dowagiac | 1823 | 2 | Combustion Turbine | Michigan | 0.3 | Dropped - Units whose status does not meet NEEDS criteria
Dowagiac | 1823 | 4 | Combustion Turbine | Michigan | 0.9 | Dropped - Units whose status does not meet NEEDS criteria
Dowagiac | 1823 | 5 | Combustion Turbine | Michigan | 1 | Dropped - Units whose status does not meet NEEDS criteria
Ravenswood | 2500 | GT8 | Combustion Turbine | New York | 0 | Dropped - Units whose status does not meet NEEDS criteria
J L Bates | 3438 | 1 | O/G Steam | Texas | 72 | Dropped - Units whose status does not meet NEEDS criteria
J L Bates | 3438 | 2 | O/G Steam | Texas | 110 | Dropped - Units whose status does not meet NEEDS criteria
Galena Electric Utility | 7437 | 6A | Combustion Turbine | Alaska | 0.4 | Dropped - Units whose status does not meet NEEDS criteria
South West Landfill | 7963 | 1 | Landfill Gas | Florida | 0.7 | Dropped - Units whose status does not meet NEEDS criteria
South West Landfill | 7963 | 2 | Landfill Gas | Florida | 0.7 | Dropped - Units whose status does not meet NEEDS criteria
South West Landfill | 7963 | 3 | Landfill Gas | Florida | 0.7 | Dropped - Units whose status does not meet NEEDS criteria
Marina Landfill Gas | 10748 | G4 | Landfill Gas | California | 0.9 | Dropped - Units whose status does not meet NEEDS criteria
Archer Daniels Midland Clinton | 10860 | GEN1 | Coal Steam | Iowa | 7.5 | Dropped - Units whose status does not meet NEEDS criteria
Archer Daniels Midland Clinton | 10860 | GEN2 | Coal Steam | Iowa | 3.5 | Dropped - Units whose status does not meet NEEDS criteria
Archer Daniels Midland Clinton | 10860 | GEN3 | Coal Steam | Iowa | 9.4 | Dropped - Units whose status does not meet NEEDS criteria
Archer Daniels Midland Clinton | 10860 | GEN4 | Coal Steam | Iowa | 4 | Dropped - Units whose status does not meet NEEDS criteria
Archer Daniels Midland Clinton | 10860 | GEN5 | Coal Steam | Iowa | 7 | Dropped - Units whose status does not meet NEEDS criteria
Lake Gas Recovery | 50575 | GEN1 | Landfill Gas | Illinois | 2.9 | Dropped - Units whose status does not meet NEEDS criteria
JRW Associates LP | 52198 | GEN1 | O/G Steam | California | 1.1 | Dropped - Units whose status does not meet NEEDS criteria
JRW Associates LP | 52198 | GEN2 | O/G Steam | California | 1.1 | Dropped - Units whose status does not meet NEEDS criteria
JRW Associates LP | 52198 | GEN3 | Combustion Turbine | California | 1.1 | Dropped - Units whose status does not meet NEEDS criteria
JRW Associates LP | 52198 | GEN4 | Combustion Turbine | California | 1.1 | Dropped - Units whose status does not meet NEEDS criteria
JRW Associates LP | 52198 | GEN5 | Combustion Turbine | California | 1.1 | Dropped - Units whose status does not meet NEEDS criteria
JRW Associates LP | 52198 | GEN6 | Combustion Turbine | California | 1.1 | Dropped - Units whose status does not meet NEEDS criteria
JRW Associates LP | 52198 | GEN7 | Combustion Turbine | California | 1.1 | Dropped - Units whose status does not meet NEEDS criteria
JRW Associates LP | 52198 | GEN8 | Combustion Turbine | California | 1.1 | Dropped - Units whose status does not meet NEEDS criteria
Ridgewood/Byron Power Partners | 52199 | GEN1 | Combustion Turbine | California | 1.1 | Dropped - Units whose status does not meet NEEDS criteria
Ridgewood/Byron Power Partners | 52199 | GEN2 | Combustion Turbine | California | 1.1 | Dropped - Units whose status does not meet NEEDS criteria
Ridgewood/Byron Power Partners | 52199 | GEN3 | Combustion Turbine | California | 1.1 | Dropped - Units whose status does not meet NEEDS criteria
Ridgewood/Byron Power Partners | 52199 | GEN4 | Combustion Turbine | California | 1.1 | Dropped - Units whose status does not meet NEEDS criteria
Ridgewood/Byron Power Partners | 52199 | GEN5 | Combustion Turbine | California | 1.1 | Dropped - Units whose status does not meet NEEDS criteria
O'Brien Biogas IV LLC | 55092 | UNT1 | Landfill Gas | New Jersey | 9.5 | Dropped - Units whose status does not meet NEEDS criteria
Henderson I | 1372 | 5 | Coal Steam | Kentucky | 10 | Dropped - Units whose status does not meet NEEDS criteria
Henderson I | 1372 | 6 | Coal Steam | Kentucky | 26 | Dropped - Units whose status does not meet NEEDS criteria
Mobile Unit | 3346 | 1 | Combustion Turbine | South Dakota | 0.5 | Dropped - Units whose status does not meet NEEDS criteria
Laredo | 3439 | 1 | O/G Steam | Texas | 32 | Dropped - Units whose status does not meet NEEDS criteria
Laredo | 3439 | 2 | O/G Steam | Texas | 32 | Dropped - Units whose status does not meet NEEDS criteria
Laredo | 3439 | 3 | O/G Steam | Texas | 105 | Dropped - Units whose status does not meet NEEDS criteria
Brownfield | 3558 | GT1 | Combustion Turbine | Texas | 6 | Dropped - Units whose status does not meet NEEDS criteria
South Oak Creek | 4041 | 9 | Combustion Turbine | Wisconsin | 18 | Dropped - Units whose status does not meet NEEDS criteria
Angoon | 7462 | 1 | Combustion Turbine | Alaska | 0.4 | Dropped - Units whose status does not meet NEEDS criteria
Sabine River Operations | 10789 | GEN4 | Combined Cycle | Texas | 5 | Dropped - Units whose status does not meet NEEDS criteria
Fulton Cogeneration Associates | 54138 | GTG | Combustion Turbine | New York | 42 | Dropped - Units whose status does not meet NEEDS criteria
Quad Cities | 55593 | 1 | Landfill Gas | Illinois | 0.9 | Dropped - Units whose status does not meet NEEDS criteria
Quad Cities | 55593 | 2 | Landfill Gas | Illinois | 1 | Dropped - Units whose status does not meet NEEDS criteria
Clinton | 1818 | 3 | Combustion Turbine | Michigan | 0 | Dropped - Units whose status does not meet NEEDS criteria
Clinton | 1818 | 4 | Combustion Turbine | Michigan | 0.4 | Dropped - Units whose status does not meet NEEDS criteria
Clinton | 1818 | 5 | Combustion Turbine | Michigan | 0.4 | Dropped - Units whose status does not meet NEEDS criteria
Baylor University Cogen | 10317 | 1 | Combustion Turbine | Texas | 3 | Dropped - Units whose status does not meet NEEDS criteria
Centaur Generator Facility | 10602 | H | Combustion Turbine | California | 3.4 | Dropped - Units whose status does not meet NEEDS criteria
Haverhill Paperboard | 55012 | 1 | O/G Steam | Massachusetts | 1.5 | Dropped - Units whose status does not meet NEEDS criteria
Haverhill Paperboard | 55012 | 2 | O/G Steam | Massachusetts | 2.5 | Dropped - Units whose status does not meet NEEDS criteria
PWD Northwest Facility | 55336 | GEN1 | Combustion Turbine | Pennsylvania | 11 | Dropped - Units whose status does not meet NEEDS criteria
Avon Energy Partners LLC | 55768 | CH2 | Landfill Gas | Illinois | 0.9 | Dropped - Units whose status does not meet NEEDS criteria
Ames Diesel Generating Station | 1052 | 1 | Combustion Turbine | Iowa | 1 | Dropped - Units whose status does not meet NEEDS criteria
Ames Diesel Generating Station | 1052 | 2 | Combustion Turbine | Iowa | 1 | Dropped - Units whose status does not meet NEEDS criteria
Glennallen | 6305 | 1 | Combustion Turbine | Alaska | 0.3 | Dropped - Units whose status does not meet NEEDS criteria
Glennallen | 6305 | 2 | Combustion Turbine | Alaska | 0.3 | Dropped - Units whose status does not meet NEEDS criteria
Unifi Kinston LLC | 10792 | GEN1 | Coal Steam | North Carolina | 8 | Dropped - Units whose status does not meet NEEDS criteria
Unifi Kinston LLC | 10792 | GEN2 | Coal Steam | North Carolina | 8 | Dropped - Units whose status does not meet NEEDS criteria
Ormesa I | 50766 | OE23 | Geothermal | California | 0.9 | Dropped - Units whose status does not meet NEEDS criteria
Philadelphia Water Department Southwest | 55331 | GEN1 | Combustion Turbine | Pennsylvania | 11 | Dropped - Units whose status does not meet NEEDS criteria
Avon Energy Partners LLC | 55768 | CH1 | Landfill Gas | Illinois | 0.9 | Dropped - Units whose status does not meet NEEDS criteria
Whittemore | 1201 | 2 | Combustion Turbine | Iowa | 0.5 | Dropped - Units whose status does not meet NEEDS criteria
Kingman Municipal Power and Light Plant | 1296 | 1 | Combustion Turbine | Kansas | 1.2 | Dropped - Units whose status does not meet NEEDS criteria
Kingman Municipal Power and Light Plant | 1296 | 5 | Combustion Turbine | Kansas | 0.8 | Dropped - Units whose status does not meet NEEDS criteria
Galena Electric Utility | 7437 | 5 | Combustion Turbine | Alaska | 0.7 | Dropped - Units whose status does not meet NEEDS criteria
Alsip Paper Condominium Association | 10406 | GEN1 | Combustion Turbine | Illinois | 6.9 | Dropped - Units whose status does not meet NEEDS criteria
Niagara Mill | 54857 | 1ST | Coal Steam | Wisconsin | 2.5 | Dropped - Units whose status does not meet NEEDS criteria
Niagara Mill | 54857 | 2ST | Coal Steam | Wisconsin | 9.3 | Dropped - Units whose status does not meet NEEDS criteria
Buzzard Point | 604 | E3 | Combustion Turbine | District of Columbia | 16 | Dropped - Units whose status does not meet NEEDS criteria
Henry D King | 658 | 5 | Combined Cycle | Florida | 8 | Dropped - Units whose status does not meet NEEDS criteria
Henry D King | 658 | 6 | O/G Steam | Florida | 17 | Dropped - Units whose status does not meet NEEDS criteria
Henry D King | 658 | 7 | O/G Steam | Florida | 32 | Dropped - Units whose status does not meet NEEDS criteria
Henry D King | 658 | 8 | O/G Steam | Florida | 50 | Dropped - Units whose status does not meet NEEDS criteria
Henry D King | 658 | 9 | Combined Cycle | Florida | 22.4 | Dropped - Units whose status does not meet NEEDS criteria
Henry D King | 658 | D1 | Combustion Turbine | Florida | 3 | Dropped - Units whose status does not meet NEEDS criteria
Henry D King | 658 | D2 | Combustion Turbine | Florida | 3 | Dropped - Units whose status does not meet NEEDS criteria
AES Hickling LLC | 2529 | 1 | Coal Steam | New York | 30 | Dropped - Units whose status does not meet NEEDS criteria
AES Hickling LLC | 2529 | 2 | Coal Steam | New York | 40 | Dropped - Units whose status does not meet NEEDS criteria
Bull Run Hydro | 3044 | 1 | Hydro | Oregon | 5.5 | Dropped - Units whose status does not meet NEEDS criteria
Bull Run Hydro | 3044 | 2 | Hydro | Oregon | 5.5 | Dropped - Units whose status does not meet NEEDS criteria
Bull Run Hydro | 3044 | 3 | Hydro | Oregon | 5.5 | Dropped - Units whose status does not meet NEEDS criteria
Bull Run Hydro | 3044 | 4 | Hydro | Oregon | 5.5 | Dropped - Units whose status does not meet NEEDS criteria
Nueces Bay | 3441 | 5 | O/G Steam | Texas | 30 | Dropped - Units whose status does not meet NEEDS criteria
Nueces Bay | 3441 | 6 | O/G Steam | Texas | 161 | Dropped - Units whose status does not meet NEEDS criteria
Encina Water Pollution Control | 10026 | EG2 | Combustion Turbine | California | 0.5 | Dropped - Units whose status does not meet NEEDS criteria
Encina Water Pollution Control | 10026 | EG3 | Non-Fossil Waste | California | 0.5 | Dropped - Units whose status does not meet NEEDS criteria
Summit Property Pharmaceutical | 50313 | TURB | Combustion Turbine | New Jersey | 2.5 | Dropped - Units whose status does not meet NEEDS criteria
Oceanside Energy | 50348 | OS2 | Landfill Gas | New York | 0.6 | Dropped - Units whose status does not meet NEEDS criteria
General Electric Erie PA Power | 50358 | DSL1 | Combustion Turbine | Pennsylvania | 2.7 | Dropped - Units whose status does not meet NEEDS criteria
General Electric Erie PA Power | 50358 | DSL2 | Combustion Turbine | Pennsylvania | 2.7 | Dropped - Units whose status does not meet NEEDS criteria
General Electric Erie PA Power | 50358 | DSL3 | Combustion Turbine | Pennsylvania | 2.7 | Dropped - Units whose status does not meet NEEDS criteria
Taylor Energy Partners LP | 50782 | AM2 | Landfill Gas | Pennsylvania | 0.4 | Dropped - Units whose status does not meet NEEDS criteria
Rincon Facility | 54445 | GEN1 | Combustion Turbine | California | 1.7 | Dropped - Units whose status does not meet NEEDS criteria
Smithfield | 56197 | GEN1 | Combustion Turbine | North Carolina | 1.4 | Dropped - Units whose status does not meet NEEDS criteria
Smithfield | 56197 | GEN2 | Combustion Turbine | North Carolina | 1.4 | Dropped - Units whose status does not meet NEEDS criteria
J D Kennedy | 666 | GT4 | Combustion Turbine | Florida | 54 | Dropped - Units whose status does not meet NEEDS criteria
J D Kennedy | 666 | GT5 | Combustion Turbine | Florida | 54 | Dropped - Units whose status does not meet NEEDS criteria
Lovett | 2629 | 5 | Coal Steam | New York | 191 | Dropped - Units whose status does not meet NEEDS criteria
Rochester 7 | 2642 | 3 | Coal Steam | New York | 64 | Dropped - Units whose status does not meet NEEDS criteria
Ponca Diesel | 2997 | 7 | Combustion Turbine | Oklahoma | 2 | Dropped - Units whose status does not meet NEEDS criteria
Ponca Diesel | 2997 | 8 | Combustion Turbine | Oklahoma | 3.1 | Dropped - Units whose status does not meet NEEDS criteria
Brownfield | 3558 | 1 | Combustion Turbine | Texas | 0.7 | Dropped - Units whose status does not meet NEEDS criteria
Brownfield | 3558 | 3 | Combustion Turbine | Texas | 1.5 | Dropped - Units whose status does not meet NEEDS criteria
Brownfield | 3558 | 4 | Combustion Turbine | Texas | 1.8 | Dropped - Units whose status does not meet NEEDS criteria
Brownfield | 3558 | 5 | Combustion Turbine | Texas | 1.8 | Dropped - Units whose status does not meet NEEDS criteria
Fourche Creek Wastewater | 10050 | 2 | Non-Fossil Waste | Arkansas | 0.5 | Dropped - Units whose status does not meet NEEDS criteria
Wausau Papers of New Hampshire | 10701 | GT1 | Combustion Turbine | New Hampshire | 6.9 | Dropped - Units whose status does not meet NEEDS criteria
Onondaga Cogeneration | 50855 | GEN1 | Combined Cycle | New York | 45 | Dropped - Units whose status does not meet NEEDS criteria
Onondaga Cogeneration | 50855 | GEN2 | Combined Cycle | New York | 25 | Dropped - Units whose status does not meet NEEDS criteria
Onondaga Cogeneration | 50855 | GEN3 | Combined Cycle | New York | 23 | Dropped - Units whose status does not meet NEEDS criteria
St Cloud | 685 | 1 | Combustion Turbine | Florida | 2 | Dropped - Units whose status does not meet NEEDS criteria
St Cloud | 685 | 2 | Combustion Turbine | Florida | 5 | Dropped - Units whose status does not meet NEEDS criteria
St Cloud | 685 | 3 | Combustion Turbine | Florida | 2 | Dropped - Units whose status does not meet NEEDS criteria
St Cloud | 685 | 4 | Combustion Turbine | Florida | 3 | Dropped - Units whose status does not meet NEEDS criteria
St Cloud | 685 | 6 | Combustion Turbine | Florida | 3 | Dropped - Units whose status does not meet NEEDS criteria
St Cloud | 685 | 7 | Combustion Turbine | Florida | 6 | Dropped - Units whose status does not meet NEEDS criteria
St Cloud | 685 | 8 | Combustion Turbine | Florida | 6 | Dropped - Units whose status does not meet NEEDS criteria
Sturgis City Diesel Plant | 1855 | 1 | Combustion Turbine | Michigan | 0.8 | Dropped - Units whose status does not meet NEEDS criteria
Sturgis City Diesel Plant | 1855 | 2 | Combustion Turbine | Michigan | 0.8 | Dropped - Units whose status does not meet NEEDS criteria
Rochester 7 | 2642 | 2 | Coal Steam | New York | 64 | Dropped - Units whose status does not meet NEEDS criteria
Rochester 7 | 2642 | 4 | Coal Steam | New York | 78 | Dropped - Units whose status does not meet NEEDS criteria
Kings Beach | 6518 | 1 | Combustion Turbine | California | 2.7 | Dropped - Units whose status does not meet NEEDS criteria
Kings Beach | 6518 | 2 | Combustion Turbine | California | 2.7 | Dropped - Units whose status does not meet NEEDS criteria
Kings Beach | 6518 | 3 | Combustion Turbine | California | 2.7 | Dropped - Units whose status does not meet NEEDS criteria
Kings Beach | 6518 | 4 | Combustion Turbine | California | 2.7 | Dropped - Units whose status does not meet NEEDS criteria
Kings Beach | 6518 | 5 | Combustion Turbine | California | 2.7 | Dropped - Units whose status does not meet NEEDS criteria
Kings Beach | 6518 | 6 | Combustion Turbine | California | 2.7 | Dropped - Units whose status does not meet NEEDS criteria
Hal C Weaver Power Plant | 50118 | GEN6 | Combined Cycle | Texas | 12.5 | Dropped - Units whose status does not meet NEEDS criteria
Olmsted Waste Energy | 50413 | DG1 | Combustion Turbine | Minnesota | 0.6 | Dropped - Units whose status does not meet NEEDS criteria
TXI Riverside Cement Power House | 50557 | GEN1 | Coal Steam | California | 11.2 | Dropped - Units whose status does not meet NEEDS criteria
TXI Riverside Cement Power House | 50557 | GEN2 | Coal Steam | California | 11.2 | Dropped - Units whose status does not meet NEEDS criteria
Rolls Royce | 54286 | RIOT | Combustion Turbine | Indiana | 3.3 | Dropped - Units whose status does not meet NEEDS criteria
Rolls Royce | 54286 | RO9T | Combustion Turbine | Indiana | 3.3 | Dropped - Units whose status does not meet NEEDS criteria
Southbridge Energy Center LLC | 54373 | ENG2 | Combustion Turbine | Massachusetts | 1.3 | Dropped - Units whose status does not meet NEEDS criteria
Savannah Resource Recovery Facility | 54999 | BPST | Municipal Solid Waste | Georgia | 1 | Dropped - Units whose status does not meet NEEDS criteria
Savannah Resource Recovery Facility | 54999 | CST | Municipal Solid Waste | Georgia | 1.5 | Dropped - Units whose status does not meet NEEDS criteria
Savannah Resource Recovery Facility | 54999 | DGEN | Combustion Turbine | Georgia | 1.2 | Dropped - Units whose status does not meet NEEDS criteria
Tri Center Naniwa Energy | 55494 | CT1 | Combustion Turbine | Nevada | 50 | Dropped - Units whose status does not meet NEEDS criteria
Tri Center Naniwa Energy | 55494 | CT2 | Combustion Turbine | Nevada | 50 | Dropped - Units whose status does not meet NEEDS criteria
SJ/SC WPCP | 56080 | E6 | Non-Fossil Waste | California | 1.8 | Dropped - Units whose status does not meet NEEDS criteria
Rochester 7 | 2642 | 1 | Coal Steam | New York | 46 | Dropped - Units whose status does not meet NEEDS criteria
United Health Care | 7377 | 1 | Combustion Turbine | Minnesota | 1.8 | Dropped - Units whose status does not meet NEEDS criteria
United Health Care | 7377 | 2 | Combustion Turbine | Minnesota | 1.8 | Dropped - Units whose status does not meet NEEDS criteria
Encina Water Pollution Control | 10026 | EG1 | Combustion Turbine | California | 0.5 | Dropped - Units whose status does not meet NEEDS criteria
Big Spring Texas Refinery | 10569 | GENA | Non-Fossil Waste | Texas | 1 | Dropped - Units whose status does not meet NEEDS criteria
Louisiana Tech University Power Plant | 54240 | TG2 | O/G Steam | Louisiana | 4.6 | Dropped - Units whose status does not meet NEEDS criteria
M C Dixon Lumber | 54745 | GEN1 | Biomass | Alabama | 2.1 | Dropped - Units whose status does not meet NEEDS criteria
SJ/SC WPCP | 56080 | E1 | Non-Fossil Waste | California | 0.8 | Dropped - Units whose status does not meet NEEDS criteria
Snake River | 90 | 6 | Combustion Turbine | Alaska | 1 | Dropped - Units whose status does not meet NEEDS criteria
Bethany | 2114 | 2 | Combustion Turbine | Missouri | 0.8 | Dropped - Units whose status does not meet NEEDS criteria
Odessa | 2148 | 5 | Combustion Turbine | Missouri | 1 | Dropped - Units whose status does not meet NEEDS criteria
AES Jennison LLC | 2531 | 1 | Coal Steam | New York | 30 | Dropped - Units whose status does not meet NEEDS criteria
AES Jennison LLC | 2531 | 2 | Coal Steam | New York | 30 | Dropped - Units whose status does not meet NEEDS criteria
Miami Fort | 2832 | 5 | Coal Steam | Ohio | 80 | Dropped - Units whose status does not meet NEEDS criteria
Burton | 3277 | 1 | Combustion Turbine | South Carolina | 9 | Dropped - Units whose status does not meet NEEDS criteria
Burton | 3277 | 2 | Combustion Turbine | South Carolina | 9 | Dropped - Units whose status does not meet NEEDS criteria
Burton | 3277 | 3 | Combustion Turbine | South Carolina | 9 | Dropped - Units whose status does not meet NEEDS criteria
Faber Place | 3284 | 1 | Combustion Turbine | South Carolina | 8 | Dropped - Units whose status does not meet NEEDS criteria
NSB Point Hope Utility | 7485 | PG3 | Combustion Turbine | Alaska | 0.3 | Dropped - Units whose status does not meet NEEDS criteria
NSB Point Hope Utility | 7485 | PG4 | Combustion Turbine | Alaska | 0.4 | Dropped - Units whose status does not meet NEEDS criteria
NSB Point Hope Utility | 7485 | PG5 | Combustion Turbine | Alaska | 0.2 | Dropped - Units whose status does not meet NEEDS criteria
CES Placerita Power Plant | 10677 | UNT1 | Combined Cycle | California | 46 | Dropped - Units whose status does not meet NEEDS criteria
Waynesboro Virginia Plant | 10796 | GEN3 | Coal Steam | Virginia | 3 | Dropped - Units whose status does not meet NEEDS criteria
Vicinity Energy Trenton, L.P. | 50094 | 7213 | Combustion Turbine | New Jersey | 3 | Dropped - Units whose status does not meet NEEDS criteria
Sunnyside Cogen Partners | 52201 | GEN1 | Combustion Turbine | California | 1.1 | Dropped - Units whose status does not meet NEEDS criteria
Sunnyside Cogen Partners | 52201 | GEN2 | Combustion Turbine | California | 1.1 | Dropped - Units whose status does not meet NEEDS criteria
Sunnyside Cogen Partners | 52201 | GEN3 | Combustion Turbine | California | 1.1 | Dropped - Units whose status does not meet NEEDS criteria
Sunnyside Cogen Partners | 52201 | GEN4 | Combustion Turbine | California | 1.1 | Dropped - Units whose status does not meet NEEDS criteria
Sunnyside Cogen Partners | 52201 | GEN5 | Combustion Turbine | California | 1.1 | Dropped - Units whose status does not meet NEEDS criteria
Norit Americas Marshall Plant | 54972 | 8511 | Coal Steam | Texas | 2 | Dropped - Units whose status does not meet NEEDS criteria
Waukegan | 883 | 6 | Coal Steam | Illinois | 100 | Dropped - Units whose status does not meet NEEDS criteria
Ellis | 1275 | 1 | Combustion Turbine | Kansas | 1 | Dropped - Units whose status does not meet NEEDS criteria
Ellis | 1275 | 2 | Combustion Turbine | Kansas | 2 | Dropped - Units whose status does not meet NEEDS criteria
Ellis | 1275 | 3 | Combustion Turbine | Kansas | 0.5 | Dropped - Units whose status does not meet NEEDS criteria
Ellis | 1275 | 4 | Combustion Turbine | Kansas | 0.5 | Dropped - Units whose status does not meet NEEDS criteria
Ellis | 1275 | 5 | Combustion Turbine | Kansas | 1 | Dropped - Units whose status does not meet NEEDS criteria
High Bridge | 1912 | 5 | Coal Steam | Minnesota | 99 | Dropped - Units whose status does not meet NEEDS criteria
High Bridge | 1912 | 6 | Coal Steam | Minnesota | 172.1 | Dropped - Units whose status does not meet NEEDS criteria
Milltown | 2190 | 1 | Hydro | Montana | 2.6 | Dropped - Units whose status does not meet NEEDS criteria
Milltown | 2190 | 2 | Hydro | Montana | 0 | Dropped - Units whose status does not meet NEEDS criteria
Milltown | 2190 | 3 | Hydro | Montana | 0 | Dropped - Units whose status does not meet NEEDS criteria
Milltown | 2190 | 4 | Hydro | Montana | 0 | Dropped - Units whose status does not meet NEEDS criteria
Milltown | 2190 | 5 | Hydro | Montana | 0 | Dropped - Units whose status does not meet NEEDS criteria
Benkelman | 2218 | 2 | Combustion Turbine | Nebraska | 0.2 | Dropped - Units whose status does not meet NEEDS criteria
Roxboro | 2712 | GT1 | Combustion Turbine | North Carolina | 12 | Dropped - Units whose status does not meet NEEDS criteria
Piqua Power Plant | 2937 | 10 | Coal Steam | Ohio | 0.8 | Dropped - Units whose status does not meet NEEDS criteria
Piqua Power Plant | 2937 | 3 | Coal Steam | Ohio | 4 | Dropped - Units whose status does not meet NEEDS criteria
Piqua Power Plant | 2937 | 4 | Coal Steam | Ohio | 7.5 | Dropped - Units whose status does not meet NEEDS criteria
Piqua Power Plant | 2937 | 6 | Coal Steam | Ohio | 12.5 | Dropped - Units whose status does not meet NEEDS criteria
Piqua Power Plant | 2937 | 7 | Coal Steam | Ohio | 20 | Dropped - Units whose status does not meet NEEDS criteria
St Marys | 2942 | 5 | Coal Steam | Ohio | 5.8 | Dropped - Units whose status does not meet NEEDS criteria
St Marys | 2942 | 6 | Coal Steam | Ohio | 9 | Dropped - Units whose status does not meet NEEDS criteria
St Marys | 2942 | AUX | Combustion Turbine | Ohio | 0.8 | Dropped - Units whose status does not meet NEEDS criteria
Mangum | 2991 | 2 | Combustion Turbine | Oklahoma | 0.5 | Dropped - Units whose status does not meet NEEDS criteria
St Albans | 3726 | IC1 | Combustion Turbine | Vermont | 1.1 | Dropped - Units whose status does not meet NEEDS criteria
St Albans | 3726 | IC2 | Combustion Turbine | Vermont | 1.1 | Dropped - Units whose status does not meet NEEDS criteria
Dells | 4002 | 6 | Hydro | Wisconsin | 0.7 | Dropped - Units whose status does not meet NEEDS criteria
Dells | 4002 | 7 | Hydro | Wisconsin | 0.7 | Dropped - Units whose status does not meet NEEDS criteria
Pulliam | 4072 | 3 | Coal Steam | Wisconsin | 25.8 | Dropped - Units whose status does not meet NEEDS criteria
Pulliam | 4072 | 4 | Coal Steam | Wisconsin | 30.1 | Dropped - Units whose status does not meet NEEDS criteria
Tacoma | 6206 | 3 | Hydro | Colorado | 4 | Dropped - Units whose status does not meet NEEDS criteria
VMEA 1 Credit Gen | 7440 | V9 | Combustion Turbine | Virginia | 1.5 | Dropped - Units whose status does not meet NEEDS criteria
2 AC Station | 10211 | 7TG | Fossil Waste | Indiana | 10 | Dropped - Units whose status does not meet NEEDS criteria
Wausau Papers of New Hampshire | 10701 | 1 | O/G Steam | New Hampshire | 6.5 | Dropped - Units whose status does not meet NEEDS criteria
Clewiston Sugar House | 50482 | TG3 | Biomass | Florida | 2.9 | Dropped - Units whose status does not meet NEEDS criteria
Clewiston Sugar House | 50482 | TG4 | Biomass | Florida | 5.6 | Dropped - Units whose status does not meet NEEDS criteria
Black Hills Ontario Facility | 50538 | GEN1 | Combustion Turbine | California | 4.5 | Dropped - Units whose status does not meet NEEDS criteria
Black Hills Ontario Facility | 50538 | GEN2 | Combustion Turbine | California | 4.5 | Dropped - Units whose status does not meet NEEDS criteria
Wheelabrator Shasta | 50881 | GEN4 | Biomass | California | 3.5 | Dropped - Units whose status does not meet NEEDS criteria
Pryor Power Plant | 50991 | GEN1 | Combustion Turbine | Oklahoma | 17.5 | Dropped - Units whose status does not meet NEEDS criteria
Pryor Power Plant | 50991 | GEN2 | Combustion Turbine | Oklahoma | 17.5 | Dropped - Units whose status does not meet NEEDS criteria
Pryor Power Plant | 50991 | GN10 | O/G Steam | Oklahoma | 13 | Dropped - Units whose status does not meet NEEDS criteria
Tanner Street Generation | 54586 | V643 | Combined Cycle | Massachusetts | 58 | Dropped - Units whose status does not meet NEEDS criteria
Geneva Energy LLC | 55174 | LM1 | Tires | Illinois | 19.9 | Dropped - Units whose status does not meet NEEDS criteria
Alliant SBD 9702 Cedar Graphics | 55315 | GEN1 | Combustion Turbine | Iowa | 1 | Dropped - Units whose status does not meet NEEDS criteria
Desert Power LP | 55858 | GEN7 | Coal Steam | Utah | 40 | Dropped - Units whose status does not meet NEEDS criteria
Desert Power LP | 55858 | UNT1 | Combustion Turbine | Utah | 34 | Dropped - Units whose status does not meet NEEDS criteria
Desert Power LP | 55858 | UNT2 | Combustion Turbine | Utah | 34 | Dropped - Units whose status does not meet NEEDS criteria
Devon Station | 544 | 7 | O/G Steam | Connecticut | 107 | Dropped - Units whose status does not meet NEEDS criteria
Devon Station | 544 | 8 | O/G Steam | Connecticut | 107 | Dropped - Units whose status does not meet NEEDS criteria
Merck Rahway Power Plant | 10224 | GEN7 | O/G Steam | New Jersey | 3.8 | Dropped - Units whose status does not meet NEEDS criteria
Abitibi Consolidated Lufkin | 50249 | GEN2 | O/G Steam | Texas | 6 | Dropped - Units whose status does not meet NEEDS criteria
Abitibi Consolidated Lufkin | 50249 | GEN3 | O/G Steam | Texas | 12 | Dropped - Units whose status does not meet NEEDS criteria
Abitibi Consolidated Lufkin | 50249 | GEN4 | O/G Steam | Texas | 12 | Dropped - Units whose status does not meet NEEDS criteria
Abitibi Consolidated Lufkin | 50249 | GEN5 | O/G Steam | Texas | 13.2 | Dropped - Units whose status does not meet NEEDS criteria
Abitibi Consolidated Lufkin | 50249 | GEN6 | O/G Steam | Texas | 13.2 | Dropped - Units whose status does not meet NEEDS criteria
Abitibi Consolidated Lufkin | 50249 | GEN7 | O/G Steam | Texas | 16 | Dropped - Units whose status does not meet NEEDS criteria
Westroads Shopping Center | 55038 | GEN1 | Combustion Turbine | Nebraska | 0.8 | Dropped - Units whose status does not meet NEEDS criteria
Westroads Shopping Center | 55038 | GEN2 | Combustion Turbine | Nebraska | 0.8 | Dropped - Units whose status does not meet NEEDS criteria
Westroads Shopping Center | 55038 | GEN3 | Combustion Turbine | Nebraska | 0.8 | Dropped - Units whose status does not meet NEEDS criteria
Westroads Shopping Center | 55038 | GEN4 | Combustion Turbine | Nebraska | 1 | Dropped - Units whose status does not meet NEEDS criteria
High Point, Jackson Lake | 56058 | 1 | Combustion Turbine | North Carolina | 1.8 | Dropped - Units whose status does not meet NEEDS criteria
Dillingham | 109 | 6 | Combustion Turbine | Alaska | 1 | Dropped - Units whose status does not meet NEEDS criteria
Modular Power LLC | 56183 | 4 | Combustion Turbine | Michigan | 1.6 | Dropped - Units whose status does not meet NEEDS criteria
Modular Power LLC | 56183 | 5 | Combustion Turbine | Michigan | 1.8 | Dropped - Units whose status does not meet NEEDS criteria
Modular Power LLC | 56183 | 6 | Combustion Turbine | Michigan | 1.6 | Dropped - Units whose status does not meet NEEDS criteria
Modular Power LLC | 56183 | 7 | Combustion Turbine | Michigan | 1.6 | Dropped - Units whose status does not meet NEEDS criteria
Modular Power LLC | 56183 | 8 | Combustion Turbine | Michigan | 1.6 | Dropped - Units whose status does not meet NEEDS criteria
Modular Power LLC | 56183 | 9 | Combustion Turbine | Michigan | 1.6 | Dropped - Units whose status does not meet NEEDS criteria
Big Pine | 164 | 1 | Combustion Turbine | Florida | 2.5 | Dropped - Units whose status does not meet NEEDS criteria
Continental Mills | 1487 | CM1 | Hydro | Maine | 0.4 | Dropped - Units whose status does not meet NEEDS criteria
Continental Mills | 1487 | CM2 | Hydro | Maine | 0.4 | Dropped - Units whose status does not meet NEEDS criteria
Continental Mills | 1487 | CM3 | Hydro | Maine | 0.4 | Dropped - Units whose status does not meet NEEDS criteria
Continental Mills | 1487 | CM5 | Hydro | Maine | 0.1 | Dropped - Units whose status does not meet NEEDS criteria
Continental Mills | 1487 | CM6 | Hydro | Maine | 0.1 | Dropped - Units whose status does not meet NEEDS criteria
Cudjoe | 6582 | 2 | Combustion Turbine | Florida | 2.5 | Dropped - Units whose status does not meet NEEDS criteria
Cudjoe | 6582 | 3 | Combustion Turbine | Florida | 2 | Dropped - Units whose status does not meet NEEDS criteria
Bates Mill Upper | 7044 | BU1 | Hydro | Maine | 0.9 | Dropped - Units whose status does not meet NEEDS criteria
Bates Mill Upper | 7044 | BU2 | Hydro | Maine | 0.9 | Dropped - Units whose status does not meet NEEDS criteria
Bates Mill Upper | 7044 | BU3 | Hydro | Maine | 0.9 | Dropped - Units whose status does not meet NEEDS criteria
Hill Mill | 7048 | HM1 | Hydro | Maine | 0.3 | Dropped - Units whose status does not meet NEEDS criteria
Hill Mill | 7048 | HM2 | Hydro | Maine | 0.3 | Dropped - Units whose status does not meet NEEDS criteria
Hill Mill | 7048 | HM3 | Hydro | Maine | 0.3 | Dropped - Units whose status does not meet NEEDS criteria
Hill Mill | 7048 | HM4 | Hydro | Maine | 0.3 | Dropped - Units whose status does not meet NEEDS criteria
Hill Mill | 7048 | HM5 | Hydro | Maine | 0.3 | Dropped - Units whose status does not meet NEEDS criteria
Hill Mill | 7048 | HM6 | Hydro | Maine | 0.3 | Dropped - Units whose status does not meet NEEDS criteria
Hoist | 7115 | 1 | Hydro | Michigan | 1 | Dropped - Units whose status does not meet NEEDS criteria
Stickney Water Reclamation Plant | 50331 | GEN4 | Non-Fossil Waste | Illinois | 2.5 | Dropped - Units whose status does not meet NEEDS criteria
Biodyne Lansing | 55058 | 001 | Landfill Gas | Illinois | 0.6 | Dropped - Units whose status does not meet NEEDS criteria
Biodyne Lansing | 55058 | 002 | Combustion Turbine | Illinois | 0.7 | Dropped - Units whose status does not meet NEEDS criteria
Biodyne Lansing | 55058 | 003 | Combustion Turbine | Illinois | 0.7 | Dropped - Units whose status does not meet NEEDS criteria
Biodyne Springfield | 55059 | 001 | Landfill Gas | Illinois | 0.6 | Dropped - Units whose status does not meet NEEDS criteria
Ruston | 1458 | 1 | O/G Steam | Louisiana | 12 | Dropped - Units whose status does not meet NEEDS criteria
Ruston | 1458 | 2 | O/G Steam | Louisiana | 25 | Dropped - Units whose status does not meet NEEDS criteria
Ruston | 1458 | 3 | O/G Steam | Louisiana | 40 | Dropped - Units whose status does not meet NEEDS criteria
W B Tuttle | 3613 | 2 | O/G Steam | Texas | 100 | Dropped - Units whose status does not meet NEEDS criteria
Springview | 7771 | 1 | Onshore Wind | Nebraska | 0.7 | Dropped - Units whose status does not meet NEEDS criteria
Springview | 7771 | 2 | Onshore Wind | Nebraska | 0.7 | Dropped - Units whose status does not meet NEEDS criteria
Randolph Road | 7994 | 1 | Combustion Turbine | Washington | 1.8 | Dropped - Units whose status does not meet NEEDS criteria
Randolph Road | 7994 | 10 | Combustion Turbine | Washington | 1.8 | Dropped - Units whose status does not meet NEEDS criteria
Randolph Road | 7994 | 11 | Combustion Turbine | Washington | 1.8 | Dropped - Units whose status does not meet NEEDS criteria
Randolph Road | 7994 | 12 | Combustion Turbine | Washington | 1.8 | Dropped - Units whose status does not meet NEEDS criteria
Randolph Road | 7994 | 13 | Combustion Turbine | Washington | 1.8 | Dropped - Units whose status does not meet NEEDS criteria
Randolph Road | 7994 | 14 | Combustion Turbine | Washington | 1.8 | Dropped - Units whose status does not meet NEEDS criteria
Randolph Road | 7994 | 15 | Combustion Turbine | Washington | 1.8 | Dropped - Units whose status does not meet NEEDS criteria
Randolph Road | 7994 | 16 | Combustion Turbine | Washington | 1.8 | Dropped - Units whose status does not meet NEEDS criteria
Randolph Road | 7994 | 17 | Combustion Turbine | Washington | 1.8 | Dropped - Units whose status does not meet NEEDS criteria
Randolph Road | 7994 | 18 | Combustion Turbine | Washington | 1.8 | Dropped - Units whose status does not meet NEEDS criteria
Randolph Road | 7994 | 19 | Combustion Turbine | Washington | 1.8 | Dropped - Units whose status does not meet NEEDS criteria
Randolph Road | 7994 | 2 | Combustion Turbine | Washington | 1.8 | Dropped - Units whose status does not meet NEEDS criteria
Randolph Road | 7994 | 20 | Combustion Turbine | Washington | 1.8 | Dropped - Units whose status does not meet NEEDS criteria
Randolph Road | 7994 | 3 | Combustion Turbine | Washington | 1.8 | Dropped - Units whose status does not meet NEEDS criteria
Randolph Road | 7994 | 4 | Combustion Turbine | Washington | 1.8 | Dropped - Units whose status does not meet NEEDS criteria
Randolph Road | 7994 | 5 | Combustion Turbine | Washington | 1.8 | Dropped - Units whose status does not meet NEEDS criteria
Randolph Road | 7994 | 6 | Combustion Turbine | Washington | 1.8 | Dropped - Units whose status does not meet NEEDS criteria
Randolph Road | 7994 | 7 | Combustion Turbine | Washington | 1.8 | Dropped - Units whose status does not meet NEEDS criteria
Randolph Road | 7994 | 8 | Combustion Turbine | Washington | 1.8 | Dropped - Units whose status does not meet NEEDS criteria
Randolph Road | 7994 | 9 | Combustion Turbine | Washington | 1.8 | Dropped - Units whose status does not meet NEEDS criteria
Southeast Missouri State University | 50264 | GEN3 | Coal Steam | Missouri | 6.2 | Dropped - Units whose status does not meet NEEDS criteria
Bradford Dyeing Association | 54866 | AC01 | O/G Steam | Rhode Island | 0.9 | Dropped - Units whose status does not meet NEEDS criteria
Bradford Dyeing Association | 54866 | DC01 | O/G Steam | Rhode Island | 0.9 | Dropped - Units whose status does not meet NEEDS criteria
Bradford Dyeing Association | 54866 | DC30 | O/G Steam | Rhode Island | 0.3 | Dropped - Units whose status does not meet NEEDS criteria
Lowell Landfill | 55095 | UNT1 | Landfill Gas | Massachusetts | 0.8 | Dropped - Units whose status does not meet NEEDS criteria
Lowell Landfill | 55095 | UNT2 | Landfill Gas | Massachusetts | 0.8 | Dropped - Units whose status does not meet NEEDS criteria
New Boston Generating Station | 1589 | 1 | O/G Steam | Massachusetts | 350 | Dropped - Units whose status does not meet NEEDS criteria
Harwood | 2822 | 1 | Combustion Turbine | North Dakota | 1.6 | Dropped - Units whose status does not meet NEEDS criteria
Mangum | 2991 | 3 | Combustion Turbine | Oklahoma | 0.2 | Dropped - Units whose status does not meet NEEDS criteria
TalenEnergy Martins Creek | 3148 | 1 | Coal Steam | Pennsylvania | 140 | Dropped - Units whose status does not meet NEEDS criteria
TalenEnergy Martins Creek | 3148 | 2 | Coal Steam | Pennsylvania | 140 | Dropped - Units whose status does not meet NEEDS criteria
TalenEnergy Martins Creek | 3148 | MCD1 | Combustion Turbine | Pennsylvania | 2.5 | Dropped - Units whose status does not meet NEEDS criteria
TalenEnergy Martins Creek | 3148 | MCD2 | Combustion Turbine | Pennsylvania | 2.5 | Dropped - Units whose status does not meet NEEDS criteria
Holly Street | 3549 | 3 | O/G Steam | Texas | 195 | Dropped - Units whose status does not meet NEEDS criteria
Holly Street | 3549 | 4 | O/G Steam | Texas | 196 | Dropped - Units whose status does not meet NEEDS criteria
Love Box | 50317 | GEN1 | Combustion Turbine | Kansas | 0.7 | Dropped - Units whose status does not meet NEEDS criteria
Love Box | 50317 | GEN2 | Combustion Turbine | Kansas | 0.5 | Dropped - Units whose status does not meet NEEDS criteria
Love Box | 50317 | GEN3 | Combustion Turbine | Kansas | 0.8 | Dropped - Units whose status does not meet NEEDS criteria
New Milford Gas Recovery | 50564 | GEN1 | Landfill Gas | Connecticut | 2.9 | Dropped - Units whose status does not meet NEEDS criteria
False Island | 56146 | 3 | Combustion Turbine | Alaska | 0.3 | Dropped - Units whose status does not meet NEEDS criteria
Fairbanks Morse Engine | 56937 | GEN7 | Combustion Turbine | Wisconsin | 3.1 | Dropped - Units whose status does not meet NEEDS criteria
Nantucket Hybrid | 1615 | 14 | Combustion Turbine | Massachusetts | 2.5 | Dropped - Units whose status does not meet NEEDS criteria
Nantucket Hybrid | 1615 | 15 | Combustion Turbine | Massachusetts | 2.5 | Dropped - Units whose status does not meet NEEDS criteria
Nantucket Hybrid | 1615 | 16 | Combustion Turbine | Massachusetts | 2.5 | Dropped - Units whose status does not meet NEEDS criteria
Nantucket Hybrid | 1615 | 17 | Combustion Turbine | Massachusetts | 2.5 | Dropped - Units whose status does not meet NEEDS criteria
Edom Hills Project 1 LLC | 50553 | WGNS | Onshore Wind | California | 6.5 | Dropped - Units whose status does not meet NEEDS criteria
Anschutz Ranch East | 52129 | GEN1 | Combustion Turbine | Wyoming | 20 | Dropped - Units whose status does not meet NEEDS criteria
Anschutz Ranch East | 52129 | GEN2 | Combustion Turbine | Wyoming | 20 | Dropped - Units whose status does not meet NEEDS criteria
Third Street | 2060 | 4 | O/G Steam | Mississippi | 4 | Dropped - Units whose status does not meet NEEDS criteria
Third Street | 2060 | 5 | O/G Steam | Mississippi | 8 | Dropped - Units whose status does not meet NEEDS criteria
Cedar Bayou | 3460 | 3 | O/G Steam | Texas | 760 | Dropped - Units whose status does not meet NEEDS criteria
Newport Diesels | 3730 | 10 | Combustion Turbine | Vermont | 1 | Dropped - Units whose status does not meet NEEDS criteria
Newport Diesels | 3730 | 4 | Combustion Turbine | Vermont | 0.9 | Dropped - Units whose status does not meet NEEDS criteria
Newport Diesels | 3730 | 5 | Combustion Turbine | Vermont | 0.9 | Dropped - Units whose status does not meet NEEDS criteria
Newport Diesels | 3730 | 6 | Combustion Turbine | Vermont | 0.9 | Dropped - Units whose status does not meet NEEDS criteria
Newport Diesels | 3730 | 7 | Combustion Turbine | Vermont | 0.9 | Dropped - Units whose status does not meet NEEDS criteria
Newport Diesels | 3730 | 8 | Combustion Turbine | Vermont | 1 | Dropped - Units whose status does not meet NEEDS criteria
Newport Diesels | 3730 | 9 | Combustion Turbine | Vermont | 1 | Dropped - Units whose status does not meet NEEDS criteria
Lebanon Methane Recovery | 10557 | GEN1 | Landfill Gas | Pennsylvania | 0.6 | Dropped - Units whose status does not meet NEEDS criteria
Lebanon Methane Recovery | 10557 | GEN2 | Landfill Gas | Pennsylvania | 0.6 | Dropped - Units whose status does not meet NEEDS criteria
CalTex Holdings LP | 50253 | TG3 | Combustion Turbine | Texas | 15.3 | Dropped - Units whose status does not meet NEEDS criteria
Fredonia | 1277 | 1 | Combustion Turbine | Kansas | 0.7 | Dropped - Units whose status does not meet NEEDS criteria
Fredonia | 1277 | IC5 | Combustion Turbine | Kansas | 0.9 | Dropped - Units whose status does not meet NEEDS criteria
Fredonia | 1277 | IC6 | Combustion Turbine | Kansas | 0.9 | Dropped - Units whose status does not meet NEEDS criteria
Fredonia | 1277 | IC7 | Combustion Turbine | Kansas | 0.6 | Dropped - Units whose status does not meet NEEDS criteria
Fredonia | 1277 | IC8 | Combustion Turbine | Kansas | 0.8 | Dropped - Units whose status does not meet NEEDS criteria
Fredonia | 1277 | IC9 | Combustion Turbine | Kansas | 0.8 | Dropped - Units whose status does not meet NEEDS criteria
C R Huntley Generating Station | 2549 | 65 | Coal Steam | New York | 100 | Dropped - Units whose status does not meet NEEDS criteria
C R Huntley Generating Station | 2549 | 66 | Coal Steam | New York | 100 | Dropped - Units whose status does not meet NEEDS criteria
Dover | 2914 | 2 | Coal Steam | Ohio | 4 | Dropped - Units whose status does not meet NEEDS criteria
Ogdensburg Power | 10803 | GEN1 | Combined Cycle | New York | 36 | Dropped - Units whose status does not meet NEEDS criteria
Ogdensburg Power | 10803 | GEN2 | Combined Cycle | New York | 19.6 | Dropped - Units whose status does not meet NEEDS criteria
Bassett Table | 50911 | 2102 | Biomass | Virginia | 1 | Dropped - Units whose status does not meet NEEDS criteria
Pekin Paperboard | 54664 | GEN1 | O/G Steam | Illinois | 1.5 | Dropped - Units whose status does not meet NEEDS criteria
ExxonMobil Hawkins Gas Plant | 54962 | UN73 | Combustion Turbine | Texas | 2.9 | Dropped - Units whose status does not meet NEEDS criteria
ExxonMobil Hawkins Gas Plant | 54962 | UN74 | Combustion Turbine | Texas | 3.3 | Dropped - Units whose status does not meet NEEDS criteria
ExxonMobil Hawkins Gas Plant | 54962 | UN75 | Combustion Turbine | Texas | 2.4 | Dropped - Units whose status does not meet NEEDS criteria
ExxonMobil Hawkins Gas Plant | 54962 | UN76 | Combustion Turbine | Texas | 0.1 | Dropped - Units whose status does not meet NEEDS criteria
ExxonMobil Hawkins Gas Plant | 54962 | UN77 | Combustion Turbine | Texas | 0.5 | Dropped - Units whose status does not meet NEEDS criteria
ExxonMobil Hawkins Gas Plant | 54962 | UN78 | Combustion Turbine | Texas | 0.5 | Dropped - Units whose status does not meet NEEDS criteria
ExxonMobil Hawkins Gas Plant | 54962 | UN79 | Combustion Turbine | Texas | 0.5 | Dropped - Units whose status does not meet NEEDS criteria
Southaven Energy Facility | 55219 | 5 | Combustion Turbine | Mississippi | 78 | Dropped - Units whose status does not meet NEEDS criteria
Southaven Energy Facility | 55219 | 6 | Combustion Turbine | Mississippi | 78 | Dropped - Units whose status does not meet NEEDS criteria
Southaven Energy Facility | 55219 | 7 | Combustion Turbine | Mississippi | 78 | Dropped - Units whose status does not meet NEEDS criteria
Southaven Energy Facility | 55219 | 8 | Combustion Turbine | Mississippi | 78 | Dropped - Units whose status does not meet NEEDS criteria
Greensburg | 1281 | 1 | Combustion Turbine | Kansas | 2 | Dropped - Units whose status does not meet NEEDS criteria
Greensburg | 1281 | 3 | Combustion Turbine | Kansas | 1.1 | Dropped - Units whose status does not meet NEEDS criteria
Greensburg | 1281 | 4 | Combustion Turbine | Kansas | 1.1 | Dropped - Units whose status does not meet NEEDS criteria
Greensburg | 1281 | 5 | Combustion Turbine | Kansas | 1.9 | Dropped - Units whose status does not meet NEEDS criteria
Greensburg | 1281 | 6 | Combustion Turbine | Kansas | 1.2 | Dropped - Units whose status does not meet NEEDS criteria
Lovett | 2629 | 3 | O/G Steam | New York | 69 | Dropped - Units whose status does not meet NEEDS criteria
Lovett | 2629 | 4 | Coal Steam | New York | 172 | Dropped - Units whose status does not meet NEEDS criteria
Essex Junction 19 | 3737 | IC5 | Combustion Turbine | Vermont | 1 | Dropped - Units whose status does not meet NEEDS criteria
Essex Junction 19 | 3737 | IC6 | Combustion Turbine | Vermont | 1 | Dropped - Units whose status does not meet NEEDS criteria
Essex Junction 19 | 3737 | IC7 | Combustion Turbine | Vermont | 1 | Dropped - Units whose status does not meet NEEDS criteria
Essex Junction 19 | 3737 | IC8 | Combustion Turbine | Vermont | 1 | Dropped - Units whose status does not meet NEEDS criteria
Baptist Medical Center | 10008 | CG-3 | Combustion Turbine | Florida | 0.5 | Dropped - Units whose status does not meet NEEDS criteria
SPFT - Newberg Cogen | 56124 | GT2 | Combustion Turbine | Oregon | 41.6 | Dropped - Units whose status does not meet NEEDS criteria
Independence (IA) | 1149 | 2 | Combustion Turbine | Iowa | 0.8 | Dropped - Units whose status does not meet NEEDS criteria
Ponca Diesel | 2997 | 6 | Combustion Turbine | Oklahoma | 1 | Dropped - Units whose status does not meet NEEDS criteria
Finley Combustion Turbine Plant | 7945 | 0001 | Combustion Turbine | Washington | 27 | Dropped - Units whose status does not meet NEEDS criteria
Baptist Medical Center | 10008 | TG-1 | Combustion Turbine | Florida | 2.3 | Dropped - Units whose status does not meet NEEDS criteria
Bryant Sugar House | 50483 | DGE | Combustion Turbine | Florida | 1 | Dropped - Units whose status does not meet NEEDS criteria
Bryant Sugar House | 50483 | DGW | Combustion Turbine | Florida | 1 | Dropped - Units whose status does not meet NEEDS criteria
Bryant Sugar House | 50483 | TG1 | Biomass | Florida | 2.3 | Dropped - Units whose status does not meet NEEDS criteria
Bryant Sugar House | 50483 | TG2 | Biomass | Florida | 2.3 | Dropped - Units whose status does not meet NEEDS criteria
Bryant Sugar House | 50483 | TG3 | Biomass | Florida | 3.3 | Dropped - Units whose status does not meet NEEDS criteria
Bryant Sugar House | 50483 | TG4 | Biomass | Florida | 18.6 | Dropped - Units whose status does not meet NEEDS criteria
ISG Weirton | 54344 | 1GEN | O/G Steam | West Virginia | 7.5 | Dropped - Units whose status does not meet NEEDS criteria
ISG Weirton | 54344 | 2GEN | O/G Steam | West Virginia | 7.5 | Dropped - Units whose status does not meet NEEDS criteria
ISG Weirton | 54344 | 3GEN | O/G Steam | West Virginia | 7.5 | Dropped - Units whose status does not meet NEEDS criteria
ISG Weirton | 54344 | 5GEN | O/G Steam | West Virginia | 7.5 | Dropped - Units whose status does not meet NEEDS criteria
ISG Weirton | 54344 | 6GEN | O/G Steam | West Virginia | 10 | Dropped - Units whose status does not meet NEEDS criteria
ISG Weirton | 54344 | 7GEN | O/G Steam | West Virginia | 10 | Dropped - Units whose status does not meet NEEDS criteria
ISG Weirton | 54344 | 8GEN | O/G Steam | West Virginia | 25 | Dropped - Units whose status does not meet NEEDS criteria
ISG Weirton | 54344 | 9GEN | O/G Steam | West Virginia | 20 | Dropped - Units whose status does not meet NEEDS criteria
Longview Fibre | 54562 | 2 | Non-Fossil Waste | Washington | 2.5 | Dropped - Units whose status does not meet NEEDS criteria
Longview Fibre | 54562 | 3 | Non-Fossil Waste | Washington | 3.5 | Dropped - Units whose status does not meet NEEDS criteria
Longview Fibre | 54562 | 5 | Non-Fossil Waste | Washington | 5.7 | Dropped - Units whose status does not meet NEEDS criteria
Ormesa II | 54724 | OE10 | Geothermal | California | 0.9 | Dropped - Units whose status does not meet NEEDS criteria
Ormesa II | 54724 | OE11 | Geothermal | California | 0.9 | Dropped - Units whose status does not meet NEEDS criteria
Ormesa II | 54724 | OE12 | Geothermal | California | 0.9 | Dropped - Units whose status does not meet NEEDS criteria
Ormesa II | 54724 | OE13 | Geothermal | California | 0.9 | Dropped - Units whose status does not meet NEEDS criteria
Ormesa II | 54724 | OE21 | Geothermal | California | 0.9 | Dropped - Units whose status does not meet NEEDS criteria
Ormesa II | 54724 | OE22 | Geothermal | California | 0.9 | Dropped - Units whose status does not meet NEEDS criteria
Ormesa II | 54724 | OE23 | Geothermal | California | 0.9 | Dropped - Units whose status does not meet NEEDS criteria
Ormesa II | 54724 | OE24 | Geothermal | California | 0.9 | Dropped - Units whose status does not meet NEEDS criteria
Ormesa II | 54724 | OE25 | Geothermal | California | 0.9 | Dropped - Units whose status does not meet NEEDS criteria
Ormesa II | 54724 | OE26 | Geothermal | California | 0.9 | Dropped - Units whose status does not meet NEEDS criteria
Ormesa II | 54724 | OE27 | Geothermal | California | 0.9 | Dropped - Units whose status does not meet NEEDS criteria
Ormesa II | 54724 | OEC1 | Geothermal | California | 0.9 | Dropped - Units whose status does not meet NEEDS criteria
Ormesa II | 54724 | OEC2 | Geothermal | California | 0.9 | Dropped - Units whose status does not meet NEEDS criteria
Ormesa II | 54724 | OEC3 | Geothermal | California | 0.9 | Dropped - Units whose status does not meet NEEDS criteria
Ormesa II | 54724 | OEC4 | Geothermal | California | 0.9 | Dropped - Units whose status does not meet NEEDS criteria
Ormesa II | 54724 | OEC5 | Geothermal | California | 0.9 | Dropped - Units whose status does not meet NEEDS criteria
Ormesa II | 54724 | OEC6 | Geothermal | California | 0.9 | Dropped - Units whose status does not meet NEEDS criteria
Ormesa II | 54724 | OEC7 | Geothermal | California | 0.9 | Dropped - Units whose status does not meet NEEDS criteria
Ormesa II | 54724 | OEC8 | Geothermal | California | 0.9 | Dropped - Units whose status does not meet NEEDS criteria
Ormesa II | 54724 | OEC9 | Geothermal | California | 0.9 | Dropped - Units whose status does not meet NEEDS criteria
Dillingham | 109 | 5 | Combustion Turbine | Alaska | 0.7 | Dropped - Units whose status does not meet NEEDS criteria
Hutchinson Energy Center | 1248 | ST1 | O/G Steam | Kansas | 17 | Dropped - Units whose status does not meet NEEDS criteria
Hutchinson Energy Center | 1248 | ST2 | O/G Steam | Kansas | 16 | Dropped - Units whose status does not meet NEEDS criteria
Hutchinson Energy Center | 1248 | ST3 | O/G Steam | Kansas | 28 | Dropped - Units whose status does not meet NEEDS criteria
Sturgis City Diesel Plant | 1855 | 4 | Combustion Turbine | Michigan | 0.6 | Dropped - Units whose status does not meet NEEDS criteria
Sturgis City Diesel Plant | 1855 | 5 | Combustion Turbine | Michigan | 0.6 | Dropped - Units whose status does not meet NEEDS criteria
Mobile GT | 6212 | 1 | Combustion Turbine | California | 15 | Dropped - Units whose status does not meet NEEDS criteria
RED-Rochester, LLC | 10025 | 11TG | Coal Steam | New York | 6.3 | Dropped - Units whose status does not meet NEEDS criteria
RED-Rochester, LLC | 10025 | 13TG | Coal Steam | New York | 10.4 | Dropped - Units whose status does not meet NEEDS criteria
RED-Rochester, LLC | 10025 | 14TG | Coal Steam | New York | 10.4 | Dropped - Units whose status does not meet NEEDS criteria
RED-Rochester, LLC | 10025 | 15TG | Coal Steam | New York | 17.5 | Dropped - Units whose status does not meet NEEDS criteria
RED-Rochester, LLC | 10025 | 16TG | O/G Steam | New York | 25.6 | Dropped - Units whose status does not meet NEEDS criteria
Memphis Hardwood Flooring | 10178 | MEM1 | Biomass | Tennessee | 1.2 | Dropped - Units whose status does not meet NEEDS criteria
Memphis Hardwood Flooring | 10178 | MEM2 | Biomass | Tennessee | 1 | Dropped - Units whose status does not meet NEEDS criteria
Agrilectric Power Partners Ltd | 10593 | GEN2 | Biomass | Louisiana | 1.3 | Dropped - Units whose status does not meet NEEDS criteria
Elk Basin Gasoline Plant | 52127 | GEN3 | Fossil Waste | Wyoming | 0.4 | Dropped - Units whose status does not meet NEEDS criteria
EKS Landfill | 54939 | UNT3 | Landfill Gas | Minnesota | 0.8 | Dropped - Units whose status does not meet NEEDS criteria
Tyrone | 1361 | 1 | O/G Steam | Kentucky | 27 | Dropped - Units whose status does not meet NEEDS criteria
Tyrone | 1361 | 2 | O/G Steam | Kentucky | 31 | Dropped - Units whose status does not meet NEEDS criteria
Vestaburg | 1881 | 2 | Combustion Turbine | Michigan | 0.3 | Dropped - Units whose status does not meet NEEDS criteria
Vestaburg | 1881 | 4 | Combustion Turbine | Michigan | 0.7 | Dropped - Units whose status does not meet NEEDS criteria
Vestaburg | 1881 | 5 | Combustion Turbine | Michigan | 0.7 | Dropped - Units whose status does not meet NEEDS criteria
Powerdale | 3031 | 1 | Hydro | Oregon | 6 | Dropped - Units whose status does not meet NEEDS criteria
La Palma | 3442 | 4 | O/G Steam | Texas | 24 | Dropped - Units whose status does not meet NEEDS criteria
La Palma | 3442 | 5 | O/G Steam | Texas | 24 | Dropped - Units whose status does not meet NEEDS criteria
La Palma | 3442 | 6 | O/G Steam | Texas | 155 | Dropped - Units whose status does not meet NEEDS criteria
Deferiet New York | 50246 | WEST | Coal Steam | New York | 7.6 | Dropped - Units whose status does not meet NEEDS criteria
Smithtown Energy Partners LP | 50344 | SW1 | Landfill Gas | New York | 0.6 | Dropped - Units whose status does not meet NEEDS criteria
Smithtown Energy Partners LP | 50344 | SW2 | Landfill Gas | New York | 0.6 | Dropped - Units whose status does not meet NEEDS criteria
Paper Pak Industries | 50428 | GEN1 | Combustion Turbine | California | 1.4 | Dropped - Units whose status does not meet NEEDS criteria
New Cornelia Branch Power Plant | 50738 | GEN1 | Combustion Turbine | Arizona | 2.9 | Dropped - Units whose status does not meet NEEDS criteria
New Cornelia Branch Power Plant | 50738 | GEN3 | Combustion Turbine | Arizona | 2.9 | Dropped - Units whose status does not meet NEEDS criteria
New Cornelia Branch Power Plant | 50738 | GEN4 | Combustion Turbine | Arizona | 7.3 | Dropped - Units whose status does not meet NEEDS criteria
BJ Gas Recovery | 54392 | GEN2 | Landfill Gas | Georgia | 0.8 | Dropped - Units whose status does not meet NEEDS criteria
Marathon Generating Plant | 696 | 5 | Combustion Turbine | Florida | 3 | Dropped - Units whose status does not meet NEEDS criteria
Ray Roberts | 796 | 1 | Hydro | Texas | 1.2 | Dropped - Units whose status does not meet NEEDS criteria
Summit Lake | 1206 | IC1 | Combustion Turbine | Iowa | 1.1 | Dropped - Units whose status does not meet NEEDS criteria
Summit Lake | 1206 | IC2 | Combustion Turbine | Iowa | 1.1 | Dropped - Units whose status does not meet NEEDS criteria
Summit Lake | 1206 | IC4 | Combustion Turbine | Iowa | 1 | Dropped - Units whose status does not meet NEEDS criteria
Summit Lake | 1206 | IC5 | Combustion Turbine | Iowa | 1 | Dropped - Units whose status does not meet NEEDS criteria
Potter Station 2 | 1660 | IC2 | Combustion Turbine | Massachusetts | 2.3 | Dropped - Units whose status does not meet NEEDS criteria
Spring Valley | 2013 | 1 | Combustion Turbine | Minnesota | 0.8 | Dropped - Units whose status does not meet NEEDS criteria
W S Lee | 3264 | 4 | Combustion Turbine | South Carolina | 30 | Dropped - Units whose status does not meet NEEDS criteria
W S Lee | 3264 | 5 | Combustion Turbine | South Carolina | 30 | Dropped - Units whose status does not meet NEEDS criteria
W S Lee | 3264 | 6 | Combustion Turbine | South Carolina | 30 | Dropped - Units whose status does not meet NEEDS criteria
Portola | 6524 | 1 | Combustion Turbine | California | 2 | Dropped - Units whose status does not meet NEEDS criteria
Portola | 6524 | 2 | Combustion Turbine | California | 2 | Dropped - Units whose status does not meet NEEDS criteria
Portola | 6524 | 3 | Combustion Turbine | California | 2 | Dropped - Units whose status does not meet NEEDS criteria
Georgia-Pacific Palatka Operations | 10611 | GEN3 | Non-Fossil Waste | Florida | 4.7 | Dropped - Units whose status does not meet NEEDS criteria
Freeport Energy | 52120 | G-33 | Combined Cycle | Texas | 49 | Dropped - Units whose status does not meet NEEDS criteria
Ponca City Refinery | 52188 | G3 | O/G Steam | Oklahoma | 9 | Dropped - Units whose status does not meet NEEDS criteria
Cove | 826 | 1 | Hydro | Idaho | 7 | Dropped - Units whose status does not meet NEEDS criteria
F B Culley | 1012 | 1 | Coal Steam | Indiana | 42 | Dropped - Units whose status does not meet NEEDS criteria
McPherson 2 | 1305 | 1 | O/G Steam | Kansas | 26.6 | Dropped - Units whose status does not meet NEEDS criteria
Henderson I | 1372 | 1 | Combustion Turbine | Kentucky | 1 | Dropped - Units whose status does not meet NEEDS criteria
Henderson I | 1372 | 2 | Combustion Turbine | Kentucky | 1 | Dropped - Units whose status does not meet NEEDS criteria
Presque Isle | 1769 | 1 | Coal Steam | Michigan | 25 | Dropped - Units whose status does not meet NEEDS criteria
Presque Isle | 1769 | 2 | Coal Steam | Michigan | 37 | Dropped - Units whose status does not meet NEEDS criteria
Minnesota Valley | 1918 | 3 | O/G Steam | Minnesota | 46.9 | Dropped - Units whose status does not meet NEEDS criteria
West Fairbault | 1932 | 2 | Combustion Turbine | Minnesota | 15.9 | Dropped - Units whose status does not meet NEEDS criteria
West Fairbault | 1932 | 3 | Combustion Turbine | Minnesota | 13.5 | Dropped - Units whose status does not meet NEEDS criteria
Willmar | 2022 | ST1 | Coal Steam | Minnesota | 4 | Dropped - Units whose status does not meet NEEDS criteria
Animas | 2465 | HY1 | Hydro | New Mexico | 0.2 | Dropped - Units whose status does not meet NEEDS criteria
Lon C Hill | 3440 | 1 | O/G Steam | Texas | 75 | Dropped - Units whose status does not meet NEEDS criteria
Lon C Hill | 3440 | 2 | O/G Steam | Texas | 75 | Dropped - Units whose status does not meet NEEDS criteria
Lon C Hill | 3440 | 4 | O/G Steam | Texas | 245 | Dropped - Units whose status does not meet NEEDS criteria
La Palma | 3442 | 7 | Combustion Turbine | Texas | 52 | Dropped - Units whose status does not meet NEEDS criteria
Vernon | 3623 | 1 | Combustion Turbine | Texas | 2 | Dropped - Units whose status does not meet NEEDS criteria
Vernon | 3623 | 2 | Combustion Turbine | Texas | 1 | Dropped - Units whose status does not meet NEEDS criteria
Vernon | 3623 | 3 | Combustion Turbine | Texas | 1.1 | Dropped - Units whose status does not meet NEEDS criteria
Vernon | 3623 | 4 | Combustion Turbine | Texas | 4 | Dropped - Units whose status does not meet NEEDS criteria
Vernon | 3623 | 7 | Combustion Turbine | Texas | 1 | Dropped - Units whose status does not meet NEEDS criteria
Grimh | 3996 | 1 | Hydro | Wisconsin | 0.1 | Dropped - Units whose status does not meet NEEDS criteria
Grimh | 3996 | 3 | Hydro | Wisconsin | 0.2 | Dropped - Units whose status does not meet NEEDS criteria
Grimh | 3996 | IC1 | Combustion Turbine | Wisconsin | 0.6 | Dropped - Units whose status does not meet NEEDS criteria
Boardman | 4249 | HC1 | Hydro | Michigan | 0.8 | Dropped - Units whose status does not meet NEEDS criteria
Portland (FL) | 6192 | 1 | Combustion Turbine | Florida | 7 | Dropped - Units whose status does not meet NEEDS criteria
Apple River | 6231 | 2 | Hydro | Wisconsin | 0 | Dropped - Units whose status does not meet NEEDS criteria
St Marys IC | 6338 | 1 | Combustion Turbine | Alaska | 0.6 | Dropped - Units whose status does not meet NEEDS criteria
Yakutat | 6637 | 5 | Combustion Turbine | Alaska | 0.3 | Dropped - Units whose status does not meet NEEDS criteria
Marceline | 7470 | 3 | Combustion Turbine | Missouri | 1.2 | Dropped - Units whose status does not meet NEEDS criteria
Marceline | 7470 | 4 | Combustion Turbine | Missouri | 0.4 | Dropped - Units whose status does not meet NEEDS criteria
Hallock | 7895 | 1 | Combustion Turbine | Illinois | 1.6 | Dropped - Units whose status does not meet NEEDS criteria
Hallock | 7895 | 2 | Combustion Turbine | Illinois | 1.6 | Dropped - Units whose status does not meet NEEDS criteria
Hallock | 7895 | 3 | Combustion Turbine | Illinois | 1.6 | Dropped - Units whose status does not meet NEEDS criteria
Hallock | 7895 | 4 | Combustion Turbine | Illinois | 1.6 | Dropped - Units whose status does not meet NEEDS criteria
Hallock | 7895 | 5 | Combustion Turbine | Illinois | 1.6 | Dropped - Units whose status does not meet NEEDS criteria
Hallock | 7895 | 6 | Combustion Turbine | Illinois | 1.6 | Dropped - Units whose status does not meet NEEDS criteria
Hallock | 7895 | 7 | Combustion Turbine | Illinois | 1.6 | Dropped - Units whose status does not meet NEEDS criteria
Hallock | 7895 | 8 | Combustion Turbine | Illinois | 1.6 | Dropped - Units whose status does not meet NEEDS criteria
Baptist Medical Center | 10008 | CG-4 | Combustion Turbine | Florida | 0.5 | Dropped - Units whose status does not meet NEEDS criteria
Kaweah Delta District Hospital | 10042 | KDH2 | Combustion Turbine | California | 0.5 | Dropped - Units whose status does not meet NEEDS criteria
Goodyear Power Plant | 10114 | T-1 | Coal Steam | Ohio | 5 | Dropped - Units whose status does not meet NEEDS criteria
Goodyear Power Plant | 10114 | T-2 | Coal Steam | Ohio | 10 | Dropped - Units whose status does not meet NEEDS criteria
Goodyear Power Plant | 10114 | T-3 | Coal Steam | Ohio | 6 | Dropped - Units whose status does not meet NEEDS criteria
Goodyear Power Plant | 10114 | T-4 | Coal Steam | Ohio | 12 | Dropped - Units whose status does not meet NEEDS criteria
Indeck Pepperell Power Facility | 10522 | GEN1 | Combustion Turbine | Massachusetts | 20.9 | Dropped - Units whose status does not meet NEEDS criteria
Palomar Medical Center | 50319 | EG-1 | Combustion Turbine | California | 0.7 | Dropped - Units whose status does not meet NEEDS criteria
Palomar Medical Center | 50319 | EG-2 | Combustion Turbine | California | 0.7 | Dropped - Units whose status does not meet NEEDS criteria
Specialty Minerals | 50356 | 1 | Combustion Turbine | Massachusetts | 4.8 | Dropped - Units whose status does not meet NEEDS criteria
Gramercy Holdings LLC | 50846 | GT1 | Combustion Turbine | Louisiana | 15 | Dropped - Units whose status does not meet NEEDS criteria
Pryor Power Plant | 50991 | GEN4 | Combustion Turbine | Oklahoma | 33.5 | Dropped - Units whose status does not meet NEEDS criteria
Pryor Power Plant | 50991 | GEN8 | O/G Steam | Oklahoma | 2.5 | Dropped - Units whose status does not meet NEEDS criteria
Pryor Power Plant | 50991 | GEN9 | O/G Steam | Oklahoma | 10 | Dropped - Units whose status does not meet NEEDS criteria
Sandow No 5 | 52071 | GEN1 | Coal Steam | Texas | 121 | Dropped - Units whose status does not meet NEEDS criteria
Sandow No 5 | 52071 | GEN2 | Coal Steam | Texas | 121 | Dropped - Units whose status does not meet NEEDS criteria
Sandow No 5 | 52071 | GEN3 | Coal Steam | Texas | 121 | Dropped - Units whose status does not meet NEEDS criteria
Brown Williamson Tobacco | 54243 | BWO1 | Coal Steam | Georgia | 0.8 | Dropped - Units whose status does not meet NEEDS criteria
Durango Georgia Paper | 54428 | NO1 | Coal Steam | Georgia | 3.8 | Dropped - Units whose status does not meet NEEDS criteria
Durango Georgia Paper | 54428 | NO2 | Coal Steam | Georgia | 6.3 | Dropped - Units whose status does not meet NEEDS criteria
Durango Georgia Paper | 54428 | NO3 | Coal Steam | Georgia | 17.5 | Dropped - Units whose status does not meet NEEDS criteria
Dixon Marquette | 54516 | 0020 | Combustion Turbine | Illinois | 2.3 | Dropped - Units whose status does not meet NEEDS criteria
Dixon Marquette | 54516 | 0021 | Combustion Turbine | Illinois | 2.3 | Dropped - Units whose status does not meet NEEDS criteria
Dixon Marquette | 54516 | 0022 | Combustion Turbine | Illinois | 2.3 | Dropped - Units whose status does not meet NEEDS criteria
Dixon Marquette | 54516 | 0023 | Combustion Turbine | Illinois | 2.3 | Dropped - Units whose status does not meet NEEDS criteria
Dixon Marquette | 54516 | 0024 | Combustion Turbine | Illinois | 2.3 | Dropped - Units whose status does not meet NEEDS criteria
Dixon Marquette | 54516 | 0034 | Combustion Turbine | Illinois | 2.3 | Dropped - Units whose status does not meet NEEDS criteria
Shenango Neville Island Coke Works | 54532 | 2WH | Fossil Waste | Pennsylvania | 4.7 | Dropped - Units whose status does not meet NEEDS criteria
Shenango Neville Island Coke Works | 54532 | 3GE | Fossil Waste | Pennsylvania | 5.9 | Dropped - Units whose status does not meet NEEDS criteria
BIOTEN Power Plant | 55021 | GEN1 | Biomass | Tennessee | 5.8 | Dropped - Units whose status does not meet NEEDS criteria
Biodyne Congress | 55056 | 1 | Landfill Gas | Illinois | 4.2 | Dropped - Units whose status does not meet NEEDS criteria
Biodyne Congress | 55056 | 2 | Landfill Gas | Illinois | 4.2 | Dropped - Units whose status does not meet NEEDS criteria
Biodyne Congress | 55056 | 3 | Landfill Gas | Illinois | 4.2 | Dropped - Units whose status does not meet NEEDS criteria
Enterprise Energy Facility | 55373 | CT3 | Combustion Turbine | Mississippi | 75 | Dropped - Units whose status does not meet NEEDS criteria
Enterprise Energy Facility | 55373 | CT4 | Combustion Turbine | Mississippi | 75 | Dropped - Units whose status does not meet NEEDS criteria
Enterprise Energy Facility | 55373 | CT5 | Combustion Turbine | Mississippi | 75 | Dropped - Units whose status does not meet NEEDS criteria
Enterprise Energy Facility | 55373 | CT6 | Combustion Turbine | Mississippi | 75 | Dropped - Units whose status does not meet NEEDS criteria
Groveton Paper Board | 56140 | TUR1 | Combustion Turbine | New Hampshire | 4 | Dropped - Units whose status does not meet NEEDS criteria
Groveton Paper Board | 56140 | TUR2 | Combustion Turbine | New Hampshire | 4 | Dropped - Units whose status does not meet NEEDS criteria
Keuka | 2533 | 1 | Hydro | New York | 1.9 | Dropped - Units whose status does not meet NEEDS criteria
Delaware Generating Station | 3160 | 1 | Combustion Turbine | Pennsylvania | 2.7 | Dropped - Units whose status does not meet NEEDS criteria
Kaweah Delta District Hospital | 10042 | KDH1 | Combustion Turbine | California | 0.5 | Dropped - Units whose status does not meet NEEDS criteria
Coca Cola Bottling of New York | 10829 | ENG1 | Combustion Turbine | New York | 0.6 | Dropped - Units whose status does not meet NEEDS criteria
Coca Cola Bottling of New York | 10829 | ENG2 | Combustion Turbine | New York | 0.6 | Dropped - Units whose status does not meet NEEDS criteria
Coca Cola Bottling of New York | 10829 | ENG3 | Combustion Turbine | New York | 0.6 | Dropped - Units whose status does not meet NEEDS criteria
Rowan University | 50173 | GEN1 | Combustion Turbine | New Jersey | 1.2 | Dropped - Units whose status does not meet NEEDS criteria
Valero Energy Port Arthur Refinery | 52108 | GEN3 | Combined Cycle | Texas | 12 | Dropped - Units whose status does not meet NEEDS criteria
Holly | 502 | ARPA | Combustion Turbine | Colorado | 2 | Dropped - Units whose status does not meet NEEDS criteria
Paullina | 1174 | 2 | Combustion Turbine | Iowa | 0.9 | Dropped - Units whose status does not meet NEEDS criteria
Domtar Kingsport Mill | 10252 | NO.6 | Non-Fossil Waste | Tennessee | 7 | Dropped - Units whose status does not meet NEEDS criteria
Domtar Kingsport Mill | 10252 | NO.7 | Non-Fossil Waste | Tennessee | 12 | Dropped - Units whose status does not meet NEEDS criteria
South Oaks Hospital | 50136 | GEN2 | Combustion Turbine | New York | 0.1 | Dropped - Units whose status does not meet NEEDS criteria
Pryor Power Plant | 50991 | GEN3 | Combustion Turbine | Oklahoma | 17.5 | Dropped - Units whose status does not meet NEEDS criteria
Riverbay | 52168 | GEN1 | O/G Steam | New York | 5.6 | Dropped - Units whose status does not meet NEEDS criteria
Outagamie County Co-Generation Facility | 54842 | GEN1 | Landfill Gas | Wisconsin | 0.8 | Dropped - Units whose status does not meet NEEDS criteria
Outagamie County Co-Generation Facility | 54842 | GEN2 | Landfill Gas | Wisconsin | 0.8 | Dropped - Units whose status does not meet NEEDS criteria
Outagamie County Co-Generation Facility | 54842 | GEN3 | Landfill Gas | Wisconsin | 0.8 | Dropped - Units whose status does not meet NEEDS criteria
Modular Power LLC | 56183 | 1 | Combustion Turbine | Michigan | 1.6 | Dropped - Units whose status does not meet NEEDS criteria
Modular Power LLC | 56183 | 2 | Combustion Turbine | Michigan | 1.8 | Dropped - Units whose status does not meet NEEDS criteria
Modular Power LLC | 56183 | 3 | Combustion Turbine | Michigan | 1.6 | Dropped - Units whose status does not meet NEEDS criteria
Biodyne Springfield | 55059 | 002 | Landfill Gas | Illinois | 0.6 | Dropped - Units whose status does not meet NEEDS criteria
Biodyne Springfield | 55059 | 003 | Landfill Gas | Illinois | 0.6 | Dropped - Units whose status does not meet NEEDS criteria
Biodyne Springfield | 55059 | 004 | Landfill Gas | Illinois | 0.6 | Dropped - Units whose status does not meet NEEDS criteria
Biodyne Springfield | 55059 | 005 | Landfill Gas | Illinois | 0.6 | Dropped - Units whose status does not meet NEEDS criteria
Waterside GT | 1367 | 7 | Combustion Turbine | Kentucky | 11 | Dropped - Units whose status does not meet NEEDS criteria
Waterside GT | 1367 | 8 | Combustion Turbine | Kentucky | 11 | Dropped - Units whose status does not meet NEEDS criteria
Virginia | 2018 | 1A | Coal Steam | Minnesota | 4 | Dropped - Units whose status does not meet NEEDS criteria
Marina Landfill Gas | 10748 | LL1 | Landfill Gas | California | 0.7 | Dropped - Units whose status does not meet NEEDS criteria
Valero Refinery Corpus Christi West | 50121 | TG3 | Fossil Waste | Texas | 7 | Dropped - Units whose status does not meet NEEDS criteria
Minnesota Wood Products | 54061 | GEN1 | Biomass | Minnesota | 11 | Dropped - Units whose status does not meet NEEDS criteria
Kamaoa Wind Farm | 54390 | GEN1 | Onshore Wind | Hawaii | 9.2 | Dropped - Units whose status does not meet NEEDS criteria
Gould Electronics Foil Division | 54838 | G1 | Combustion Turbine | Arizona | 0.5 | Dropped - Units whose status does not meet NEEDS criteria
Gould Electronics Foil Division | 54838 | G2 | Combustion Turbine | Arizona | 0.5 | Dropped - Units whose status does not meet NEEDS criteria
Phelps Dodge Chicago Rod | 54942 | 1 | Combustion Turbine | Illinois | 0.7 | Dropped - Units whose status does not meet NEEDS criteria
Phelps Dodge Chicago Rod | 54942 | 2 | Combustion Turbine | Illinois | 0.7 | Dropped - Units whose status does not meet NEEDS criteria
Phelps Dodge Chicago Rod | 54942 | 3 | Combustion Turbine | Illinois | 0.7 | Dropped - Units whose status does not meet NEEDS criteria
Gambell | 57062 | UNIT1 | Combustion Turbine | Alaska | 0.3 | Dropped - Units whose status does not meet NEEDS criteria
Warren | 2019 | 1 | Combustion Turbine | Minnesota | 0.9 | Dropped - Units whose status does not meet NEEDS criteria
Warren | 2019 | 2 | Combustion Turbine | Minnesota | 0.3 | Dropped - Units whose status does not meet NEEDS criteria
Warren | 2019 | 3 | Combustion Turbine | Minnesota | 0.1 | Dropped - Units whose status does not meet NEEDS criteria
Warren | 2019 | 4 | Combustion Turbine | Minnesota | 0.1 | Dropped - Units whose status does not meet NEEDS criteria
Shishmaref | 6345 | 4 | Combustion Turbine | Alaska | 0.5 | Dropped - Units whose status does not meet NEEDS criteria
Riverdale Mills | 50601 | GEN2 | Combustion Turbine | Massachusetts | 0.6 | Dropped - Units whose status does not meet NEEDS criteria
Lewes | 600 | 7 | Combustion Turbine | Delaware | 0.9 | Dropped - Units whose status does not meet NEEDS criteria
Lewes | 600 | 8 | Combustion Turbine | Delaware | 0.9 | Dropped - Units whose status does not meet NEEDS criteria
Neodesha | 1309 | 5 | Combustion Turbine | Kansas | 1 | Dropped - Units whose status does not meet NEEDS criteria
Neodesha | 1309 | 6 | Combustion Turbine | Kansas | 2.2 | Dropped - Units whose status does not meet NEEDS criteria
Neodesha | 1309 | 7 | Combustion Turbine | Kansas | 1.9 | Dropped - Units whose status does not meet NEEDS criteria
Neodesha | 1309 | 8 | Combustion Turbine | Kansas | 2.5 | Dropped - Units whose status does not meet NEEDS criteria
Nantucket Hybrid | 1615 | 10 | Combustion Turbine | Massachusetts | 1 | Dropped - Units whose status does not meet NEEDS criteria
Nantucket Hybrid | 1615 | 11 | Combustion Turbine | Massachusetts | 1 | Dropped - Units whose status does not meet NEEDS criteria
Swinging Bridge 1 | 2633 | SWI1 | Hydro | New York | 4.3 | Dropped - Units whose status does not meet NEEDS criteria
Conoco | 7185 | 1 | Combustion Turbine | Oklahoma | 31.5 | Dropped - Units whose status does not meet NEEDS criteria
Conoco | 7185 | 2 | Combustion Turbine | Oklahoma | 28.3 | Dropped - Units whose status does not meet NEEDS criteria
Kamin LLC Wrens Plant | 54880 | WP1 | Combustion Turbine | Georgia | 1.1 | Dropped - Units whose status does not meet NEEDS criteria
Nexpak | 54881 | GEN1 | Combustion Turbine | Georgia | 0.9 | Dropped - Units whose status does not meet NEEDS criteria
Nexpak | 54881 | GEN2 | Combustion Turbine | Georgia | 0.9 | Dropped - Units whose status does not meet NEEDS criteria
Hunters Point | 247 | 2 | O/G Steam | California | 107 | Dropped - Units whose status does not meet NEEDS criteria
Hunters Point | 247 | 3 | O/G Steam | California | 107 | Dropped - Units whose status does not meet NEEDS criteria
Hunters Point | 247 | 4 | O/G Steam | California | 163 | Dropped - Units whose status does not meet NEEDS criteria
Hunters Point | 247 | GT1 | Combustion Turbine | California | 52 | Dropped - Units whose status does not meet NEEDS criteria
Geysers Unit 5-20 | 286 | U10 | Geothermal | California | 30 | Dropped - Units whose status does not meet NEEDS criteria
Geysers Unit 5-20 | 286 | U9 | Geothermal | California | 30 | Dropped - Units whose status does not meet NEEDS criteria
Gulf Clean Energy Center | 641 | 2 | O/G Steam | Florida | 24 | Dropped - Units whose status does not meet NEEDS criteria
Gulf Clean Energy Center | 641 | 3 | O/G Steam | Florida | 35 | Dropped - Units whose status does not meet NEEDS criteria
PSEG Bayonne Generating Station | 2397 | 1 | Combustion Turbine | New Jersey | 20 | Dropped - Units whose status does not meet NEEDS criteria
PSEG Bayonne Generating Station | 2397 | 2 | Combustion Turbine | New Jersey | 20 | Dropped - Units whose status does not meet NEEDS criteria
PSEG Linden Generating Station | 2406 | 1 | O/G Steam | New Jersey | 180 | Dropped - Units whose status does not meet NEEDS criteria
PSEG Linden Generating Station | 2406 | 2 | O/G Steam | New Jersey | 250 | Dropped - Units whose status does not meet NEEDS criteria
PSEG Linden Generating Station | 2406 | 3 | Combustion Turbine | New Jersey | 0 | Dropped - Units whose status does not meet NEEDS criteria
Farad | 6512 | 1 | Hydro | California | 1.4 | Dropped - Units whose status does not meet NEEDS criteria
Farad | 6512 | 2 | Hydro | California | 1.4 | Dropped - Units whose status does not meet NEEDS criteria
Desert Peak Power Plant | 10018 | GEN1 | Geothermal | Nevada | 9 | Dropped - Units whose status does not meet NEEDS criteria
Kaweah Delta District Hospital | 10042 | KDH3 | Combustion Turbine | California | 0.7 | Dropped - Units whose status does not meet NEEDS criteria
Mosaic Co Greenbay | 10205 | GEN1 | Energy Storage | Florida | 37.2 | Dropped - Units whose status does not meet NEEDS criteria
Lowe Paper Simkins Industries | 10552 | GEN1 | O/G Steam | New Jersey | 2.8 | Dropped - Units whose status does not meet NEEDS criteria
Domtar Paper Co LLC Plymouth NC | 50189 | TG6 | Coal Steam | North Carolina | 7.5 | Dropped - Units whose status does not meet NEEDS criteria
Clewiston Sugar House | 50482 | DGN | Combustion Turbine | Florida | 1 | Dropped - Units whose status does not meet NEEDS criteria
Clewiston Sugar House | 50482 | DGS | Combustion Turbine | Florida | 1 | Dropped - Units whose status does not meet NEEDS criteria
Riverdale Mills | 50601 | GEN1 | Combustion Turbine | Massachusetts | 0.6 | Dropped - Units whose status does not meet NEEDS criteria
Voss Lantz | 54602 | 1 | Combustion Turbine | Michigan | 0.5 | Dropped - Units whose status does not meet NEEDS criteria
Voss Lantz | 54602 | 2 | Combustion Turbine | Michigan | 0.5 | Dropped - Units whose status does not meet NEEDS criteria
Dillingham | 109 | 8 | Combustion Turbine | Alaska | 0.8 | Dropped - Units whose status does not meet NEEDS criteria
Erie | 1276 | 5 | Combustion Turbine | Kansas | 1.4 | Dropped - Units whose status does not meet NEEDS criteria
High Street Station | 1670 | 3 | Combustion Turbine | Massachusetts | 0.7 | Dropped - Units whose status does not meet NEEDS criteria
High Street Station | 1670 | 4 | Combustion Turbine | Massachusetts | 0.6 | Dropped - Units whose status does not meet NEEDS criteria
C R Huntley Generating Station | 2549 | 63 | Coal Steam | New York | 80 | Dropped - Units whose status does not meet NEEDS criteria
C R Huntley Generating Station | 2549 | 64 | Coal Steam | New York | 100 | Dropped - Units whose status does not meet NEEDS criteria
FiberMark Warren Glen Mill | 10851 | GEN1 | O/G Steam | New Jersey | 2 | Dropped - Units whose status does not meet NEEDS criteria
FiberMark Warren Glen Mill | 10851 | GEN2 | Hydro | New Jersey | 0.1 | Dropped - Units whose status does not meet NEEDS criteria
Valero Refining Texas City | 52013 | GEN3 | Combustion Turbine | Texas | 12 | Dropped - Units whose status does not meet NEEDS criteria
Berlin Gorham | 56024 | TUR1 | Biomass | New Hampshire | 7.5 | Dropped - Units whose status does not meet NEEDS criteria
Berlin Gorham | 56024 | TUR9 | O/G Steam | New Hampshire | 20 | Dropped - Units whose status does not meet NEEDS criteria
Dillingham | 109 | IC9 | Combustion Turbine | Alaska | 0.8 | Dropped - Units whose status does not meet NEEDS criteria
Phillips | 748 | 3 | Combined Cycle | Florida | 3 | Dropped - Units whose status does not meet NEEDS criteria
Corning | 1134 | 1 | Combustion Turbine | Iowa | 0.6 | Dropped - Units whose status does not meet NEEDS criteria
Corning | 1134 | 2 | Combustion Turbine | Iowa | 0.9 | Dropped - Units whose status does not meet NEEDS criteria
Corning | 1134 | 3 | Combustion Turbine | Iowa | 1.3 | Dropped - Units whose status does not meet NEEDS criteria
Corning | 1134 | 4 | Combustion Turbine | Iowa | 0.4 | Dropped - Units whose status does not meet NEEDS criteria
Bethany | 2114 | 8 | Combustion Turbine | Missouri | 1 | Dropped - Units whose status does not meet NEEDS criteria
Webster | 3471 | 3 | O/G Steam | Texas | 374 | Dropped - Units whose status does not meet NEEDS criteria
Webster | 3471 | GT1 | Combustion Turbine | Texas | 13 | Dropped - Units whose status does not meet NEEDS criteria
Grand River | 10532 | 2-2 | Landfill Gas | Michigan | 0.8 | Dropped - Units whose status does not meet NEEDS criteria
Milford Power LP | 10616 | GEN1 | Combined Cycle | New Jersey | 26 | Dropped - Units whose status does not meet NEEDS criteria
Milford Power LP | 10616 | GEN2 | Combined Cycle | New Jersey | 5 | Dropped - Units whose status does not meet NEEDS criteria
Milford Power LP | 10616 | GEN3 | Combined Cycle | New Jersey | 3.5 | Dropped - Units whose status does not meet NEEDS criteria
Dan River Power Plant | 50954 | GEN1 | Coal Steam | Virginia | 3 | Dropped - Units whose status does not meet NEEDS criteria
Dan River Power Plant | 50954 | GEN2 | Coal Steam | Virginia | 6 | Dropped - Units whose status does not meet NEEDS criteria
Rolling Hills | 55884 | N01 | Landfill Gas | Pennsylvania | 5.5 | Dropped - Units whose status does not meet NEEDS criteria
Alpena Long Lake | 56286 | LL1 | Combustion Turbine | Michigan | 1.8 | Dropped - Units whose status does not meet NEEDS criteria
Alpena Long Lake | 56286 | LL2 | Combustion Turbine | Michigan | 1.8 | Dropped - Units whose status does not meet NEEDS criteria
Alpena Long Lake | 56286 | LL3 | Combustion Turbine | Michigan | 1.8 | Dropped - Units whose status does not meet NEEDS criteria
Alpena Long Lake | 56286 | LL4 | Combustion Turbine | Michigan | 1.8 | Dropped - Units whose status does not meet NEEDS criteria
Alpena Long Lake | 56286 | LL5 | Combustion Turbine | Michigan | 1.8 | Dropped - Units whose status does not meet NEEDS criteria
Marshall (IL) | 949 | 1 | Combustion Turbine | Illinois | 0.8 | Dropped - Units whose status does not meet NEEDS criteria
Marshall (IL) | 949 | 2 | Combustion Turbine | Illinois | 0.8 | Dropped - Units whose status does not meet NEEDS criteria
Marshall (IL) | 949 | 3 | Combustion Turbine | Illinois | 1.1 | Dropped - Units whose status does not meet NEEDS criteria
Lansing | 1047 | 1 | Coal Steam | Iowa | 14.1 | Dropped - Units whose status does not meet NEEDS criteria
Indianola | 1150 | 3 | Combustion Turbine | Iowa | 1 | Dropped - Units whose status does not meet NEEDS criteria
Tucumcari | 2469 | 4 | Combustion Turbine | New Mexico | 2 | Dropped - Units whose status does not meet NEEDS criteria
Tucumcari | 2469 | 5 | Combustion Turbine | New Mexico | 1 | Dropped - Units whose status does not meet NEEDS criteria
Tucumcari | 2469 | 6 | Combustion Turbine | New Mexico | 3 | Dropped - Units whose status does not meet NEEDS criteria
Tucumcari | 2469 | 8 | Combustion Turbine | New Mexico | 3 | Dropped - Units whose status does not meet NEEDS criteria
Hiram Clarke | 3465 | 1 | Combustion Turbine | Texas | 13 | Dropped - Units whose status does not meet NEEDS criteria
Hiram Clarke | 3465 | 2 | Combustion Turbine | Texas | 13 | Dropped - Units whose status does not meet NEEDS criteria
Hiram Clarke | 3465 | 3 | Combustion Turbine | Texas | 13 | Dropped - Units whose status does not meet NEEDS criteria
Hiram Clarke | 3465 | 4 | Combustion Turbine | Texas | 13 | Dropped - Units whose status does not meet NEEDS criteria
Hiram Clarke | 3465 | 5 | Combustion Turbine | Texas | 13 | Dropped - Units whose status does not meet NEEDS criteria
Hiram Clarke | 3465 | 6 | Combustion Turbine | Texas | 13 | Dropped - Units whose status does not meet NEEDS criteria
Nunapitchuk | 6333 | 2 | Combustion Turbine | Alaska | 0.3 | Dropped - Units whose status does not meet NEEDS criteria
Nunapitchuk | 6333 | 3 | Combustion Turbine | Alaska | 0.3 | Dropped - Units whose status does not meet NEEDS criteria
Nunapitchuk | 6333 | 4 | Combustion Turbine | Alaska | 0.6 | Dropped - Units whose status does not meet NEEDS criteria
Valero Refining Texas Houston | 52012 | GEN1 | Combustion Turbine | Texas | 16.2 | Dropped - Units whose status does not meet NEEDS criteria
YKK USA Chestney | 54566 | PPD1 | Combustion Turbine | Georgia | 0.4 | Dropped - Units whose status does not meet NEEDS criteria
YKK USA Chestney | 54566 | PPD2 | Combustion Turbine | Georgia | 0.4 | Dropped - Units whose status does not meet NEEDS criteria
Waterside Power, LLC | 56189 | 6 | Combustion Turbine | Connecticut | 23.2 | Dropped - Units whose status does not meet NEEDS criteria
Burlington City of | 490 | 1 | Combustion Turbine | Colorado | 1 | Dropped - Units whose status does not meet NEEDS criteria
Burlington City of | 490 | 2 | Combustion Turbine | Colorado | 2.5 | Dropped - Units whose status does not meet NEEDS criteria
Burlington City of | 490 | 3 | Combustion Turbine | Colorado | 2.2 | Dropped - Units whose status does not meet NEEDS criteria
Burlington City of | 490 | 4 | Combustion Turbine | Colorado | 0.8 | Dropped - Units whose status does not meet NEEDS criteria
Jackson (MO) | 2137 | 1 | Combustion Turbine | Missouri | 0.9 | Dropped - Units whose status does not meet NEEDS criteria
Jackson (MO) | 2137 | 2 | Combustion Turbine | Missouri | 0.9 | Dropped - Units whose status does not meet NEEDS criteria
Whitesboro | 3625 | 1 | Combustion Turbine | Texas | 1.2 | Dropped - Units whose status does not meet NEEDS criteria
Whitesboro | 3625 | 2 | Combustion Turbine | Texas | 0.9 | Dropped - Units whose status does not meet NEEDS criteria
Whitesboro | 3625 | 3 | Combustion Turbine | Texas | 0.5 | Dropped - Units whose status does not meet NEEDS criteria
Whitesboro | 3625 | 4 | Combustion Turbine | Texas | 1.2 | Dropped - Units whose status does not meet NEEDS criteria
Blount Street | 3992 | 1 | Coal Steam | Wisconsin | 6.8 | Dropped - Units whose status does not meet NEEDS criteria
South Glens Falls Energy LLC | 10618 | GEN1 | Combined Cycle | New York | 40.4 | Dropped - Units whose status does not meet NEEDS criteria
South Glens Falls Energy LLC | 10618 | GEN2 | Combined Cycle | New York | 22.6 | Dropped - Units whose status does not meet NEEDS criteria
Westrock Hodge (LA) | 50810 | NO 4 | Non-Fossil Waste | Louisiana | 3 | Dropped - Units whose status does not meet NEEDS criteria
Richmond Refinery TG800 | 52105 | GEN3 | Fossil Waste | California | 3.7 | Dropped - Units whose status does not meet NEEDS criteria
Gude | 52203 | GUD1 | Landfill Gas | Maryland | 1.3 | Dropped - Units whose status does not meet NEEDS criteria
Gude | 52203 | GUD2 | Landfill Gas | Maryland | 1.3 | Dropped - Units whose status does not meet NEEDS criteria
Rock Tenn Dallas Mill | 54248 | GEN1 | O/G Steam | Texas | 6.2 | Dropped - Units whose status does not meet NEEDS criteria
Smurfit Newsprint | 54339 | 1 | Combustion Turbine | California | 15 | Dropped - Units whose status does not meet NEEDS criteria
Woodlake Sanitary Services | 54938 | UNT1 | Landfill Gas | Minnesota | 1.5 | Dropped - Units whose status does not meet NEEDS criteria
Woodlake Sanitary Services | 54938 | UNT2 | Landfill Gas | Minnesota | 1.5 | Dropped - Units whose status does not meet NEEDS criteria
Woodlake Sanitary Services | 54938 | UNT3 | Landfill Gas | Minnesota | 1.5 | Dropped - Units whose status does not meet NEEDS criteria
St John | 1322 | 3 | Combustion Turbine | Kansas | 0.9 | Dropped - Units whose status does not meet NEEDS criteria
Hoot Lake | 1943 | 1 | Coal Steam | Minnesota | 7.7 | Dropped - Units whose status does not meet NEEDS criteria
Bethlehem Energy Center | 2539 | 1 | O/G Steam | New York | 90 | Dropped - Units whose status does not meet NEEDS criteria
Bethlehem Energy Center | 2539 | 2 | O/G Steam | New York | 90 | Dropped - Units whose status does not meet NEEDS criteria
Bethlehem Energy Center | 2539 | 3 | O/G Steam | New York | 91 | Dropped - Units whose status does not meet NEEDS criteria
Bethlehem Energy Center | 2539 | 4 | O/G Steam | New York | 94 | Dropped - Units whose status does not meet NEEDS criteria
Conesville | 2840 | 1 | Coal Steam | Ohio | 115 | Dropped - Units whose status does not meet NEEDS criteria
Conesville | 2840 | 2 | Coal Steam | Ohio | 115 | Dropped - Units whose status does not meet NEEDS criteria
T H Wharton | 3469 | 2 | O/G Steam | Texas | 229 | Dropped - Units whose status does not meet NEEDS criteria
Steam plant | 3920 | 1 | Biomass | Washington | 25 | Dropped - Units whose status does not meet NEEDS criteria
Steam plant | 3920 | 2 | Biomass | Washington | 25 | Dropped - Units whose status does not meet NEEDS criteria
Spencer | 4266 | 1 | O/G Steam | Texas | 12 | Dropped - Units whose status does not meet NEEDS criteria
Spencer | 4266 | 2 | O/G Steam | Texas | 12 | Dropped - Units whose status does not meet NEEDS criteria
KMS Joliet Power Partners LP | 5756 | E-1 | Landfill Gas | Illinois | 0.8 | Dropped - Units whose status does not meet NEEDS criteria
KMS Joliet Power Partners LP | 5756 | E-2 | Landfill Gas | Illinois | 0.4 | Dropped - Units whose status does not meet NEEDS criteria
KMS Joliet Power Partners LP | 5756 | E-3 | Landfill Gas | Illinois | 0.4 | Dropped - Units whose status does not meet NEEDS criteria
KMS Joliet Power Partners LP | 5756 | E-4 | Landfill Gas | Illinois | 0.4 | Dropped - Units whose status does not meet NEEDS criteria
Oxford (KS) | 7432 | 1 | Combustion Turbine | Kansas | 0.6 | Dropped - Units whose status does not meet NEEDS criteria
Oxford (KS) | 7432 | 2 | Combustion Turbine | Kansas | 0.6 | Dropped - Units whose status does not meet NEEDS criteria
Oxford (KS) | 7432 | 3 | Combustion Turbine | Kansas | 0.6 | Dropped - Units whose status does not meet NEEDS criteria
Lowland | 10321 | GEN1 | Coal Steam | Tennessee | 5 | Dropped - Units whose status does not meet NEEDS criteria
Lowland | 10321 | GEN2 | Coal Steam | Tennessee | 5 | Dropped - Units whose status does not meet NEEDS criteria
Lowland | 10321 | GEN3 | Coal Steam | Tennessee | 5 | Dropped - Units whose status does not meet NEEDS criteria
Lowland | 10321 | GEN4 | Coal Steam | Tennessee | 0.3 | Dropped - Units whose status does not meet NEEDS criteria
Lowland | 10321 | GEN5 | Coal Steam | Tennessee | 5 | Dropped - Units whose status does not meet NEEDS criteria
Fernandina Plant | 10562 | GEN2 | O/G Steam | Florida | 5 | Dropped - Units whose status does not meet NEEDS criteria
Borden Chemicals Plastics Cogen | 10596 | GEN1 | Combustion Turbine | Louisiana | 20.1 | Dropped - Units whose status does not meet NEEDS criteria
Borden Chemicals Plastics Cogen | 10596 | GEN2 | Combustion Turbine | Louisiana | 29.9 | Dropped - Units whose status does not meet NEEDS criteria
Borden Chemicals Plastics Cogen | 10596 | GEN3 | Combustion Turbine | Louisiana | 29.7 | Dropped - Units whose status does not meet NEEDS criteria
Veterans Home of California | 50065 | 1 | Combustion Turbine | California | 1.3 | Dropped - Units whose status does not meet NEEDS criteria
Veterans Home of California | 50065 | 2 | Combustion Turbine | California | 1.3 | Dropped - Units whose status does not meet NEEDS criteria
South Oaks Hospital | 50136 | GEN1 | Combustion Turbine | New York | 0.1 | Dropped - Units whose status does not meet NEEDS criteria
Starwood Hotels Resorts | 50238 | GEN1 | Combustion Turbine | Arizona | 0.6 | Dropped - Units whose status does not meet NEEDS criteria
Starwood Hotels Resorts | 50238 | GEN2 | Combustion Turbine | Arizona | 0.6 | Dropped - Units whose status does not meet NEEDS criteria
PCS Nitrogen Fertilizer LP | 50341 | GEN1 | Combustion Turbine | Louisiana | 19 | Dropped - Units whose status does not meet NEEDS criteria
Warbasse Cogen Facility | 50405 | GT1 | Combustion Turbine | New York | 4 | Dropped - Units whose status does not meet NEEDS criteria
Warbasse Cogen Facility | 50405 | GT2 | Combustion Turbine | New York | 4 | Dropped - Units whose status does not meet NEEDS criteria
Warbasse Cogen Facility | 50405 | GT3 | Combustion Turbine | New York | 4 | Dropped - Units whose status does not meet NEEDS criteria
Warbasse Cogen Facility | 50405 | GT4 | Combustion Turbine | New York | 4 | Dropped - Units whose status does not meet NEEDS criteria
Warbasse Cogen Facility | 50405 | GT5 | Combustion Turbine | New York | 4 | Dropped - Units whose status does not meet NEEDS criteria
NRG Ilion LP | 50459 | GT | Combined Cycle | New York | 37 | Dropped - Units whose status does not meet NEEDS criteria
NRG Ilion LP | 50459 | ST | Combined Cycle | New York | 17.8 | Dropped - Units whose status does not meet NEEDS criteria
Taylor Energy Partners LP | 50782 | AM1 | Landfill Gas | Pennsylvania | 0.6 | Dropped - Units whose status does not meet NEEDS criteria
Taylor Energy Partners LP | 50782 | AM3 | Landfill Gas | Pennsylvania | 0.4 | Dropped - Units whose status does not meet NEEDS criteria
San Jose Convention Center | 50925 | 1 | Combustion Turbine | California | 1.5 | Dropped - Units whose status does not meet NEEDS criteria
Coram Energy LLC (ECT) | 54298 | SX1S | Onshore Wind | California | 3.3 | Dropped - Units whose status does not meet NEEDS criteria
Coram Energy LLC | 54299 | SX15 | Onshore Wind | California | 1.4 | Dropped - Units whose status does not meet NEEDS criteria
Chicago | 54313 | GEN1 | Combustion Turbine | Illinois | 0.7 | Dropped - Units whose status does not meet NEEDS criteria
Chicago | 54313 | GEN2 | Combustion Turbine | Illinois | 0.7 | Dropped - Units whose status does not meet NEEDS criteria
Chicago | 54313 | GEN3 | Combustion Turbine | Illinois | 0.9 | Dropped - Units whose status does not meet NEEDS criteria
Fuyao Glass Illinois Inc. | 54360 | 1200 | Combustion Turbine | Illinois | 1.2 | Dropped - Units whose status does not meet NEEDS criteria
TRW Radio Systems | 54645 | EG-1 | Combustion Turbine | California | 0.6 | Dropped - Units whose status does not meet NEEDS criteria
TRW Radio Systems | 54645 | EG-2 | Combustion Turbine | California | 0.6 | Dropped - Units whose status does not meet NEEDS criteria
Chino Mines | 54667 | 5 | O/G Steam | New Mexico | 9.3 | Dropped - Units whose status does not meet NEEDS criteria
Chino Mines | 54667 | 8 | O/G Steam | New Mexico | 27.9 | Dropped - Units whose status does not meet NEEDS criteria
Berlin Gorham | 56024 | TUR4 | Non-Fossil Waste | New Hampshire | 5 | Dropped - Units whose status does not meet NEEDS criteria
Berlin Gorham | 56024 | TUR7 | O/G Steam | New Hampshire | 2.5 | Dropped - Units whose status does not meet NEEDS criteria
Calcite | 56282 | CA1 | Combustion Turbine | Michigan | 1.8 | Dropped - Units whose status does not meet NEEDS criteria
Calcite | 56282 | CA10 | Combustion Turbine | Michigan | 1.8 | Dropped - Units whose status does not meet NEEDS criteria
Calcite | 56282 | CA2 | Combustion Turbine | Michigan | 1.8 | Dropped - Units whose status does not meet NEEDS criteria
Calcite | 56282 | CA3 | Combustion Turbine | Michigan | 1.8 | Dropped - Units whose status does not meet NEEDS criteria
Calcite | 56282 | CA4 | Combustion Turbine | Michigan | 1.8 | Dropped - Units whose status does not meet NEEDS criteria
Calcite | 56282 | CA5 | Combustion Turbine | Michigan | 1.8 | Dropped - Units whose status does not meet NEEDS criteria
Calcite | 56282 | CA6 | Combustion Turbine | Michigan | 1.8 | Dropped - Units whose status does not meet NEEDS criteria
Calcite | 56282 | CA7 | Combustion Turbine | Michigan | 1.8 | Dropped - Units whose status does not meet NEEDS criteria
Calcite | 56282 | CA8 | Combustion Turbine | Michigan | 1.8 | Dropped - Units whose status does not meet NEEDS criteria
Calcite | 56282 | CA9 | Combustion Turbine | Michigan | 1.8 | Dropped - Units whose status does not meet NEEDS criteria
Lake Winyah | 56285 | LW1 | Combustion Turbine | Michigan | 1.8 | Dropped - Units whose status does not meet NEEDS criteria
Lake Winyah | 56285 | LW10 | Combustion Turbine | Michigan | 1.8 | Dropped - Units whose status does not meet NEEDS criteria
Lake Winyah | 56285 | LW2 | Combustion Turbine | Michigan | 1.8 | Dropped - Units whose status does not meet NEEDS criteria
Lake Winyah | 56285 | LW3 | Combustion Turbine | Michigan | 1.8 | Dropped - Units whose status does not meet NEEDS criteria
Lake Winyah | 56285 | LW4 | Combustion Turbine | Michigan | 1.8 | Dropped - Units whose status does not meet NEEDS criteria
Lake Winyah | 56285 | LW5 | Combustion Turbine | Michigan | 1.8 | Dropped - Units whose status does not meet NEEDS criteria
Lake Winyah | 56285 | LW6 | Combustion Turbine | Michigan | 1.8 | Dropped - Units whose status does not meet NEEDS criteria
Lake Winyah | 56285 | LW7 | Combustion Turbine | Michigan | 1.8 | Dropped - Units whose status does not meet NEEDS criteria
Lake Winyah | 56285 | LW8 | Combustion Turbine | Michigan | 1.8 | Dropped - Units whose status does not meet NEEDS criteria
Lake Winyah | 56285 | LW9 | Combustion Turbine | Michigan | 1.8 | Dropped - Units whose status does not meet NEEDS criteria
Alpena Rockport | 56287 | RP1 | Combustion Turbine | Michigan | 1.8 | Dropped - Units whose status does not meet NEEDS criteria
Alpena Rockport | 56287 | RP2 | Combustion Turbine | Michigan | 1.8 | Dropped - Units whose status does not meet NEEDS criteria
Alpena Rockport | 56287 | RP3 | Combustion Turbine | Michigan | 1.8 | Dropped - Units whose status does not meet NEEDS criteria
Alpena Rockport | 56287 | RP4 | Combustion Turbine | Michigan | 1.8 | Dropped - Units whose status does not meet NEEDS criteria
Alpena Rockport | 56287 | RP5 | Combustion Turbine | Michigan | 1.8 | Dropped - Units whose status does not meet NEEDS criteria
Campbell City | 2118 | 2 | Combustion Turbine | Missouri | 0.5 | Dropped - Units whose status does not meet NEEDS criteria
Campbell City | 2118 | 4 | Combustion Turbine | Missouri | 0.3 | Dropped - Units whose status does not meet NEEDS criteria
Deepwater | 3461 | 7 | O/G Steam | Texas | 174 | Dropped - Units whose status does not meet NEEDS criteria
Diamond Walnut | 10257 | DWG1 | Biomass | California | 4.2 | Dropped - Units whose status does not meet NEEDS criteria
Richmond Refinery TG800 | 52105 | GEN1 | Fossil Waste | California | 3.7 | Dropped - Units whose status does not meet NEEDS criteria
Santa Clara | 52207 | SCLA | Landfill Gas | California | 1.3 | Dropped - Units whose status does not meet NEEDS criteria
Voss Taylor | 54603 | 1 | Combustion Turbine | Michigan | 0.5 | Dropped - Units whose status does not meet NEEDS criteria
Voss Taylor | 54603 | 2 | Combustion Turbine | Michigan | 0.5 | Dropped - Units whose status does not meet NEEDS criteria
Black Hawk Station | 55064 | UNT2 | Combustion Turbine | Texas | 110.7 | Dropped - Units whose status does not meet NEEDS criteria
Hansel | 672 | 14 | Combustion Turbine | Florida | 2 | Dropped - Units whose status does not meet NEEDS criteria
Hansel | 672 | 15 | Combustion Turbine | Florida | 2 | Dropped - Units whose status does not meet NEEDS criteria
Hansel | 672 | 16 | Combustion Turbine | Florida | 2 | Dropped - Units whose status does not meet NEEDS criteria
Hansel | 672 | 17 | Combustion Turbine | Florida | 2 | Dropped - Units whose status does not meet NEEDS criteria
Hansel | 672 | 18 | Combustion Turbine | Florida | 2 | Dropped - Units whose status does not meet NEEDS criteria
Hansel | 672 | 19 | Combustion Turbine | Florida | 2 | Dropped - Units whose status does not meet NEEDS criteria
Hansel | 672 | 20 | Combustion Turbine | Florida | 2 | Dropped - Units whose status does not meet NEEDS criteria
Hansel | 672 | 8 | Combustion Turbine | Florida | 2 | Dropped - Units whose status does not meet NEEDS criteria
George Johnson | 1877 | 7 | Combustion Turbine | Michigan | 10.5 | Dropped - Units whose status does not meet NEEDS criteria
George Johnson | 1877 | 8 | Combustion Turbine | Michigan | 10.5 | Dropped - Units whose status does not meet NEEDS criteria
Baptist Medical Center | 10008 | CG-1 | Combustion Turbine | Florida | 0.5 | Dropped - Units whose status does not meet NEEDS criteria
Cutrale Citrus Juices USA II | 10188 | GEN3 | Combined Cycle | Florida | 1.3 | Dropped - Units whose status does not meet NEEDS criteria
Richmond Refinery TG800 | 52105 | GEN4 | Fossil Waste | California | 8.4 | Dropped - Units whose status does not meet NEEDS criteria
Cargill Hammond | 55537 | GEN1 | O/G Steam | Indiana | 3.5 | Dropped - Units whose status does not meet NEEDS criteria
Cargill Hammond | 55537 | GEN5 | O/G Steam | Indiana | 10.5 | Dropped - Units whose status does not meet NEEDS criteria
Clark (NVE) | 2322 | 1 | O/G Steam | Nevada | 42 | Dropped - Units whose status does not meet NEEDS criteria
Clark (NVE) | 2322 | 2 | O/G Steam | Nevada | 66 | Dropped - Units whose status does not meet NEEDS criteria
Clark (NVE) | 2322 | 3 | O/G Steam | Nevada | 73 | Dropped - Units whose status does not meet NEEDS criteria
Oswego Falls West | 2596 | 3 | Hydro | New York | 0.9 | Dropped - Units whose status does not meet NEEDS criteria
Kickapoo | 7896 | 1 | Combustion Turbine | Illinois | 1.6 | Dropped - Units whose status does not meet NEEDS criteria
Kickapoo | 7896 | 2 | Combustion Turbine | Illinois | 1.6 | Dropped - Units whose status does not meet NEEDS criteria
Kickapoo | 7896 | 3 | Combustion Turbine | Illinois | 1.6 | Dropped - Units whose status does not meet NEEDS criteria
Kickapoo | 7896 | 4 | Combustion Turbine | Illinois | 1.6 | Dropped - Units whose status does not meet NEEDS criteria
Kickapoo | 7896 | 5 | Combustion Turbine | Illinois | 1.6 | Dropped - Units whose status does not meet NEEDS criteria
Kickapoo | 7896 | 6 | Combustion Turbine | Illinois | 1.6 | Dropped - Units whose status does not meet NEEDS criteria
Kickapoo | 7896 | 7 | Combustion Turbine | Illinois | 1.6 | Dropped - Units whose status does not meet NEEDS criteria
Kickapoo | 7896 | 8 | Combustion Turbine | Illinois | 1.6 | Dropped - Units whose status does not meet NEEDS criteria
New Orleans | 10639 | GEN1 | Combustion Turbine | Louisiana | 19 | Dropped - Units whose status does not meet NEEDS criteria
Belle West Virginia Plant | 10788 | GEN1 | O/G Steam | West Virginia | 2 | Dropped - Units whose status does not meet NEEDS criteria
McCracken Power Plant | 50044 | NO.1 | O/G Steam | Ohio | 4.7 | Dropped - Units whose status does not meet NEEDS criteria
McCracken Power Plant | 50044 | NO.2 | O/G Steam | Ohio | 2.9 | Dropped - Units whose status does not meet NEEDS criteria
Tillamook Lumber | 50232 | T/G | Biomass | Oregon | 7 | Dropped - Units whose status does not meet NEEDS criteria
Valero Refining Texas Houston | 52012 | GEN2 | Combustion Turbine | Texas | 16.2 | Dropped - Units whose status does not meet NEEDS criteria
Roche Vitamins | 54416 | GEN2 | O/G Steam | New Jersey | 1.3 | Dropped - Units whose status does not meet NEEDS criteria
Roche Vitamins | 54416 | GEN3 | Combustion Turbine | New Jersey | 32.9 | Dropped - Units whose status does not meet NEEDS criteria
North Riley | 54443 | GEN1 | Combustion Turbine | Texas | 1 | Dropped - Units whose status does not meet NEEDS criteria
North Riley | 54443 | GEN2 | Combustion Turbine | Texas | 0.9 | Dropped - Units whose status does not meet NEEDS criteria
North Riley | 54443 | GEN3 | Combustion Turbine | Texas | 0.9 | Dropped - Units whose status does not meet NEEDS criteria
Carrollton | 2120 | 6 | Combustion Turbine | Missouri | 1 | Dropped - Units whose status does not meet NEEDS criteria
Presidio | 3525 | 5 | Combustion Turbine | Texas | 1 | Dropped - Units whose status does not meet NEEDS criteria
Presidio | 3525 | 6 | Combustion Turbine | Texas | 1 | Dropped - Units whose status does not meet NEEDS criteria
Heber City | 7111 | NA7 | Combustion Turbine | Utah | 1.5 | Dropped - Units whose status does not meet NEEDS criteria
Heber City | 7111 | NA8 | Combustion Turbine | Utah | 1.5 | Dropped - Units whose status does not meet NEEDS criteria
Aniak | 7182 | 3 | Combustion Turbine | Alaska | 0.2 | Dropped - Units whose status does not meet NEEDS criteria
Aniak | 7182 | 4 | Combustion Turbine | Alaska | 0.2 | Dropped - Units whose status does not meet NEEDS criteria
Madison Utilities | 7469 | FM4 | Combustion Turbine | Nebraska | 0.5 | Dropped - Units whose status does not meet NEEDS criteria
Beaumont Hospital Dearborn Campus | 50260 | 300KW | Combustion Turbine | Michigan | 0.3 | Dropped - Units whose status does not meet NEEDS criteria
ExxonMobil Beaumont Refinery | 50625 | TG7 | Fossil Waste | Texas | 9.5 | Dropped - Units whose status does not meet NEEDS criteria
ExxonMobil Beaumont Refinery | 50625 | TG9 | Fossil Waste | Texas | 9.5 | Dropped - Units whose status does not meet NEEDS criteria
Morton Salt Grand Saline | 54976 | 1530 | O/G Steam | Texas | 1.5 | Dropped - Units whose status does not meet NEEDS criteria
Blooming Prairie | 1966 | 3 | Combustion Turbine | Minnesota | 1.4 | Dropped - Units whose status does not meet NEEDS criteria
Carrollton | 2120 | 4 | Combustion Turbine | Missouri | 0.7 | Dropped - Units whose status does not meet NEEDS criteria
Carrollton | 2120 | 5 | Combustion Turbine | Missouri | 0.8 | Dropped - Units whose status does not meet NEEDS criteria
Gaylord Container Antioch | 10886 | GEN1 | Combined Cycle | California | 44 | Dropped - Units whose status does not meet NEEDS criteria
Gaylord Container Antioch | 10886 | ST1 | Combined Cycle | California | 21 | Dropped - Units whose status does not meet NEEDS criteria
Childs | 112 | 1 | Hydro | Arizona | 1.4 | Dropped - Units whose status does not meet NEEDS criteria
Childs | 112 | 2 | Hydro | Arizona | 1.4 | Dropped - Units whose status does not meet NEEDS criteria
Childs | 112 | 3 | Hydro | Arizona | 1.4 | Dropped - Units whose status does not meet NEEDS criteria
Irving | 115 | 1 | Hydro | Arizona | 1.4 | Dropped - Units whose status does not meet NEEDS criteria
PSEG Kearny Generating Station | 2404 | 7 | O/G Steam | New Jersey | 150 | Dropped - Units whose status does not meet NEEDS criteria
PSEG Kearny Generating Station | 2404 | 8 | O/G Steam | New Jersey | 150 | Dropped - Units whose status does not meet NEEDS criteria
Ascend Performance Materials Texas Inc. | 10418 | GEN2 | Fossil Waste | Texas | 1.2 | Dropped - Units whose status does not meet NEEDS criteria
Ascend Performance Materials Texas Inc. | 10418 | GEN3 | Fossil Waste | Texas | 2 | Dropped - Units whose status does not meet NEEDS criteria
Valero Refining Texas City | 52013 | GEN2 | Combustion Turbine | Texas | 12 | Dropped - Units whose status does not meet NEEDS criteria
West Group Data Center | 54294 | 2178 | Combustion Turbine | Minnesota | 0.7 | Dropped - Units whose status does not meet NEEDS criteria
West Group Data Center | 54294 | 2179 | Combustion Turbine | Minnesota | 0.7 | Dropped - Units whose status does not meet NEEDS criteria
West Group Data Center | 54294 | 2180 | Combustion Turbine | Minnesota | 0.7 | Dropped - Units whose status does not meet NEEDS criteria
St Marys Hospital | 54767 | G-1 | Combustion Turbine | New York | 0.6 | Dropped - Units whose status does not meet NEEDS criteria
St Marys Hospital | 54767 | G-2 | Combustion Turbine | New York | 0.6 | Dropped - Units whose status does not meet NEEDS criteria
Austin State Hospital | 54940 | GEN1 | Combustion Turbine | Texas | 0.7 | Dropped - Units whose status does not meet NEEDS criteria
Riverside (GA) | 734 | 6 | O/G Steam | Georgia | 19 | Dropped - Units whose status does not meet NEEDS criteria
Riverside (GA) | 734 | 7 | O/G Steam | Georgia | 20 | Dropped - Units whose status does not meet NEEDS criteria
Deepwater | 2384 | GTA | Combustion Turbine | New Jersey | 19 | Dropped - Units whose status does not meet NEEDS criteria
FirstEnergy Springdale Power Station | 3182 | 7 | O/G Steam | Pennsylvania | 86 | Dropped - Units whose status does not meet NEEDS criteria
FirstEnergy Springdale Power Station | 3182 | 8 | O/G Steam | Pennsylvania | 121 | Dropped - Units whose status does not meet NEEDS criteria
Abilene | 3517 | 4 | O/G Steam | Texas | 18 | Dropped - Units whose status does not meet NEEDS criteria
Fort Stockton | 3520 | 2 | Combustion Turbine | Texas | 5 | Dropped - Units whose status does not meet NEEDS criteria
Lake Pauline | 3521 | 1 | O/G Steam | Texas | 12 | Dropped - Units whose status does not meet NEEDS criteria
Lake Pauline | 3521 | 2 | O/G Steam | Texas | 23 | Dropped - Units whose status does not meet NEEDS criteria
Oak Creek | 3523 | 1 | O/G Steam | Texas | 85 | Dropped - Units whose status does not meet NEEDS criteria
Paint Creek | 3524 | 1 | O/G Steam | Texas | 31 | Dropped - Units whose status does not meet NEEDS criteria
Paint Creek | 3524 | 2 | O/G Steam | Texas | 31 | Dropped - Units whose status does not meet NEEDS criteria
Paint Creek | 3524 | 3 | O/G Steam | Texas | 53 | Dropped - Units whose status does not meet NEEDS criteria
Paint Creek | 3524 | 4 | O/G Steam | Texas | 116 | Dropped - Units whose status does not meet NEEDS criteria
Rio Pecos | 3526 | 4 | Combined Cycle | Texas | 5 | Dropped - Units whose status does not meet NEEDS criteria
Rio Pecos | 3526 | 5 | Combined Cycle | Texas | 38 | Dropped - Units whose status does not meet NEEDS criteria
Rio Pecos | 3526 | 6 | O/G Steam | Texas | 98 | Dropped - Units whose status does not meet NEEDS criteria
C E Newman | 3574 | 1 | O/G Steam | Texas | 8 | Dropped - Units whose status does not meet NEEDS criteria
C E Newman | 3574 | 2 | O/G Steam | Texas | 8 | Dropped - Units whose status does not meet NEEDS criteria
C E Newman | 3574 | 3 | O/G Steam | Texas | 17 | Dropped - Units whose status does not meet NEEDS criteria
C E Newman | 3574 | 4 | O/G Steam | Texas | 18 | Dropped - Units whose status does not meet NEEDS criteria
Spencer | 4266 | 3 | O/G Steam | Texas | 22 | Dropped - Units whose status does not meet NEEDS criteria
Crozer Chester Medical Center | 10097 | 1 | Combustion Turbine | Pennsylvania | 1.1 | Dropped - Units whose status does not meet NEEDS criteria
Crozer Chester Medical Center | 10097 | 2 | Combustion Turbine | Pennsylvania | 1.1 | Dropped - Units whose status does not meet NEEDS criteria
Crozer Chester Medical Center | 10097 | 3 | Combustion Turbine | Pennsylvania | 0.9 | Dropped - Units whose status does not meet NEEDS criteria
ExxonMobil Baytown Refinery | 10436 | GT35 | Combustion Turbine | Texas | 12.3 | Dropped - Units whose status does not meet NEEDS criteria
ExxonMobil Baytown Refinery | 10436 | GT36 | Combustion Turbine | Texas | 12.9 | Dropped - Units whose status does not meet NEEDS criteria
ExxonMobil Baytown Refinery | 10436 | GT37 | Combustion Turbine | Texas | 14.6 | Dropped - Units whose status does not meet NEEDS criteria
Jeanerette Sugar | 10736 | 1 | Biomass | Louisiana | 1.9 | Dropped - Units whose status does not meet NEEDS criteria
Washington State University | 50083 | GEN1 | Coal Steam | Washington | 2 | Dropped - Units whose status does not meet NEEDS criteria
Richmond Refinery TG800 | 52105 | GEN2 | Fossil Waste | California | 3.7 | Dropped - Units whose status does not meet NEEDS criteria
Lincoln Paper & Tissue | 54587 | GE | Non-Fossil Waste | Maine | 2 | Dropped - Units whose status does not meet NEEDS criteria
Biodyne Beecher | 55055 | 1 | Landfill Gas | Illinois | 4.2 | Dropped - Units whose status does not meet NEEDS criteria
Memphis Refinery | 55703 | PO36 | Combustion Turbine | Tennessee | 72.3 | Dropped - Units whose status does not meet NEEDS criteria
Medicine Bow | 692 | 3 | Onshore Wind | Wyoming | 0.1 | Dropped - Units whose status does not meet NEEDS criteria
Manilla | 1159 | IC1 | Combustion Turbine | Iowa | 0.4 | Dropped - Units whose status does not meet NEEDS criteria
Manilla | 1159 | IC2 | Combustion Turbine | Iowa | 0.5 | Dropped - Units whose status does not meet NEEDS criteria
Waterside | 2502 | 6 | O/G Steam | New York | 69 | Dropped - Units whose status does not meet NEEDS criteria
Waterside | 2502 | 8 | O/G Steam | New York | 49.8 | Dropped - Units whose status does not meet NEEDS criteria
Waterside | 2502 | 9 | O/G Steam | New York | 48.4 | Dropped - Units whose status does not meet NEEDS criteria
Emmonak | 6314 | 4 | Combustion Turbine | Alaska | 0.3 | Dropped - Units whose status does not meet NEEDS criteria
Emmonak | 6314 | 5 | Combustion Turbine | Alaska | 0.5 | Dropped - Units whose status does not meet NEEDS criteria
Selawik | 6341 | 2 | Combustion Turbine | Alaska | 0.7 | Dropped - Units whose status does not meet NEEDS criteria
Halstad | 8105 | 1 | Combustion Turbine | Minnesota | 0.6 | Dropped - Units whose status does not meet NEEDS criteria
Halstad | 8105 | 2 | Combustion Turbine | Minnesota | 0.3 | Dropped - Units whose status does not meet NEEDS criteria
Halstad | 8105 | 3 | Combustion Turbine | Minnesota | 0.1 | Dropped - Units whose status does not meet NEEDS criteria
Merrimac Paper | 10179 | 1 | Hydro | Massachusetts | 0.2 | Dropped - Units whose status does not meet NEEDS criteria
Merrimac Paper | 10179 | 2 | Hydro | Massachusetts | 0.4 | Dropped - Units whose status does not meet NEEDS criteria
Merrimac Paper | 10179 | 3 | Hydro | Massachusetts | 0.6 | Dropped - Units whose status does not meet NEEDS criteria
Merrimac Paper | 10179 | 4 | Hydro | Massachusetts | 0.3 | Dropped - Units whose status does not meet NEEDS criteria
Merrimac Paper | 10179 | COON | O/G Steam | Massachusetts | 0.1 | Dropped - Units whose status does not meet NEEDS criteria
Crawford | 867 | 311 | Combustion Turbine | Illinois | 17.3 | Dropped - Units whose status does not meet NEEDS criteria
Crawford | 867 | 312 | Combustion Turbine | Illinois | 13.7 | Dropped - Units whose status does not meet NEEDS criteria
Crawford | 867 | 313 | Combustion Turbine | Illinois | 14.4 | Dropped - Units whose status does not meet NEEDS criteria
Crawford | 867 | 314 | Combustion Turbine | Illinois | 13.9 | Dropped - Units whose status does not meet NEEDS criteria
Crawford | 867 | 321 | Combustion Turbine | Illinois | 14.7 | Dropped - Units whose status does not meet NEEDS criteria
Crawford | 867 | 322 | Combustion Turbine | Illinois | 14.7 | Dropped - Units whose status does not meet NEEDS criteria
Crawford | 867 | 323 | Combustion Turbine | Illinois | 13.9 | Dropped - Units whose status does not meet NEEDS criteria
Crawford | 867 | 324 | Combustion Turbine | Illinois | 14.2 | Dropped - Units whose status does not meet NEEDS criteria
Crawford | 867 | 331 | Combustion Turbine | Illinois | 14.2 | Dropped - Units whose status does not meet NEEDS criteria
Crawford | 867 | 332 | Combustion Turbine | Illinois | 13.8 | Dropped - Units whose status does not meet NEEDS criteria
Crawford | 867 | 333 | Combustion Turbine | Illinois | 14.3 | Dropped - Units whose status does not meet NEEDS criteria
Crawford | 867 | 334 | Combustion Turbine | Illinois | 13.7 | Dropped - Units whose status does not meet NEEDS criteria
Cambridge | 2223 | 1 | Combustion Turbine | Nebraska | 0.7 | Dropped - Units whose status does not meet NEEDS criteria
Cambridge | 2223 | 2 | Combustion Turbine | Nebraska | 0.8 | Dropped - Units whose status does not meet NEEDS criteria
Cambridge | 2223 | 3 | Combustion Turbine | Nebraska | 1.2 | Dropped - Units whose status does not meet NEEDS criteria
Mountain Village | 6329 | 3A | Combustion Turbine | Alaska | 0.3 | Dropped - Units whose status does not meet NEEDS criteria
Sonoco Products | 54331 | 2 | Coal Steam | Pennsylvania | 2.5 | Dropped - Units whose status does not meet NEEDS criteria
Art Institute of Chicago | 54455 | 1 | Combustion Turbine | Illinois | 0.6 | Dropped - Units whose status does not meet NEEDS criteria
Art Institute of Chicago | 54455 | 2 | Combustion Turbine | Illinois | 0.6 | Dropped - Units whose status does not meet NEEDS criteria
Riverside (GA) | 734 | 8 | O/G Steam | Georgia | 39 | Dropped - Units whose status does not meet NEEDS criteria
Buford | 759 | 3 | Hydro | Georgia | 6 | Dropped - Units whose status does not meet NEEDS criteria
Wellington 1 | 1330 | 5 | Combustion Turbine | Kansas | 1 | Dropped - Units whose status does not meet NEEDS criteria
Baton Rouge Plant | 10297 | GEN1 | O/G Steam | Louisiana | 2 | Dropped - Units whose status does not meet NEEDS criteria
Baton Rouge Plant | 10297 | GEN2 | O/G Steam | Louisiana | 2 | Dropped - Units whose status does not meet NEEDS criteria
Newgulf Cogen | 50137 | GEN2 | Combined Cycle | Texas | 12 | Dropped - Units whose status does not meet NEEDS criteria
Fairbanks | 181 | 1 | Combustion Turbine | Arkansas | 1.2 | Dropped - Units whose status does not meet NEEDS criteria
Fairbanks | 181 | 2 | Combustion Turbine | Arkansas | 0.7 | Dropped - Units whose status does not meet NEEDS criteria
Fairbanks | 181 | 3 | Combustion Turbine | Arkansas | 0.3 | Dropped - Units whose status does not meet NEEDS criteria
Fairbanks | 181 | 4 | Combustion Turbine | Arkansas | 0.3 | Dropped - Units whose status does not meet NEEDS criteria
Fairbanks | 181 | 5 | Combustion Turbine | Arkansas | 0.1 | Dropped - Units whose status does not meet NEEDS criteria
Clay Center | 1270 | 4 | O/G Steam | Kansas | 1.5 | Dropped - Units whose status does not meet NEEDS criteria
Fort Phantom | 4938 | 1 | O/G Steam | Texas | 158 | Dropped - Units whose status does not meet NEEDS criteria
Fort Phantom | 4938 | 2 | O/G Steam | Texas | 204 | Dropped - Units whose status does not meet NEEDS criteria
D G Hunter | 6558 | 1 | O/G Steam | Louisiana | 16 | Dropped - Units whose status does not meet NEEDS criteria
D G Hunter | 6558 | 2 | O/G Steam | Louisiana | 16 | Dropped - Units whose status does not meet NEEDS criteria
Block Island | 6567 | 11 | Combustion Turbine | Rhode Island | 0.8 | Dropped - Units whose status does not meet NEEDS criteria
Oceanside Energy | 50348 | OS4 | Landfill Gas | New York | 0.7 | Dropped - Units whose status does not meet NEEDS criteria
Hidalgo Smelter | 54208 | EMD3 | Combustion Turbine | New Mexico | 2.5 | Dropped - Units whose status does not meet NEEDS criteria
Hidalgo Smelter | 54208 | EMD4 | Combustion Turbine | New Mexico | 2.5 | Dropped - Units whose status does not meet NEEDS criteria
Hidalgo Smelter | 54208 | EMD5 | Combustion Turbine | New Mexico | 2.5 | Dropped - Units whose status does not meet NEEDS criteria
Hidalgo Smelter | 54208 | TGU1 | O/G Steam | New Mexico | 15 | Dropped - Units whose status does not meet NEEDS criteria
Hidalgo Smelter | 54208 | TGU2 | O/G Steam | New Mexico | 15 | Dropped - Units whose status does not meet NEEDS criteria
Pfizer Groton Plant | 54236 | TG 1 | O/G Steam | Connecticut | 2.5 | Dropped - Units whose status does not meet NEEDS criteria
Amalgamated Sugar LLC Nyssa | 54612 | 1 | Coal Steam | Oregon | 8 | Dropped - Units whose status does not meet NEEDS criteria
Amalgamated Sugar LLC Nyssa | 54612 | 2 | Coal Steam | Oregon | 1.4 | Dropped - Units whose status does not meet NEEDS criteria
Amalgamated Sugar LLC Nyssa | 54612 | 3 | Coal Steam | Oregon | 0.4 | Dropped - Units whose status does not meet NEEDS criteria
CenterPoint Energy Field Svs. | 54704 | 001 | Combustion Turbine | Louisiana | 0.2 | Dropped - Units whose status does not meet NEEDS criteria
CenterPoint Energy Field Svs. | 54704 | 002 | Combustion Turbine | Louisiana | 0.4 | Dropped - Units whose status does not meet NEEDS criteria
CenterPoint Energy Field Svs. | 54704 | 003 | Combustion Turbine | Louisiana | 0.4 | Dropped - Units whose status does not meet NEEDS criteria
CenterPoint Energy Field Svs. | 54704 | 004 | Combustion Turbine | Louisiana | 0.2 | Dropped - Units whose status does not meet NEEDS criteria
Brookhaven Facility | 55778 | BH1 | Landfill Gas | New York | 1.2 | Dropped - Units whose status does not meet NEEDS criteria
Long Beach Generation LLC | 341 | CT5 | Combined Cycle | California | 63 | Dropped - Units whose status does not meet NEEDS criteria
Long Beach Generation LLC | 341 | CT6 | Combined Cycle | California | 63 | Dropped - Units whose status does not meet NEEDS criteria
Long Beach Generation LLC | 341 | CT7 | Combined Cycle | California | 63 | Dropped - Units whose status does not meet NEEDS criteria
Long Beach Generation LLC | 341 | ST8 | Combined Cycle | California | 80 | Dropped - Units whose status does not meet NEEDS criteria
Long Beach Generation LLC | 341 | ST9 | Combined Cycle | California | 63 | Dropped - Units whose status does not meet NEEDS criteria
R Madison | 596 | MAD | Combustion Turbine | Delaware | 11 | Dropped - Units whose status does not meet NEEDS criteria
Buford | 759 | 2 | Hydro | Georgia | 40 | Dropped - Units whose status does not meet NEEDS criteria
Calumet | 866 | 311 | Combustion Turbine | Illinois | 14.7 | Dropped - Units whose status does not meet NEEDS criteria
Calumet | 866 | 312 | Combustion Turbine | Illinois | 14.1 | Dropped - Units whose status does not meet NEEDS criteria
Calumet | 866 | 313 | Combustion Turbine | Illinois | 12.3 | Dropped - Units whose status does not meet NEEDS criteria
Calumet | 866 | 314 | Combustion Turbine | Illinois | 14.8 | Dropped - Units whose status does not meet NEEDS criteria
Calumet | 866 | 321 | Combustion Turbine | Illinois | 14.1 | Dropped - Units whose status does not meet NEEDS criteria
Calumet | 866 | 322 | Combustion Turbine | Illinois | 14.2 | Dropped - Units whose status does not meet NEEDS criteria
Calumet | 866 | 323 | Combustion Turbine | Illinois | 14.2 | Dropped - Units whose status does not meet NEEDS criteria
Calumet | 866 | 324 | Combustion Turbine | Illinois | 14.2 | Dropped - Units whose status does not meet NEEDS criteria
Calumet | 866 | 331 | Combustion Turbine | Illinois | 15.1 | Dropped - Units whose status does not meet NEEDS criteria
Calumet | 866 | 332 | Combustion Turbine | Illinois | 13 | Dropped - Units whose status does not meet NEEDS criteria
Calumet | 866 | 333 | Combustion Turbine | Illinois | 13.6 | Dropped - Units whose status does not meet NEEDS criteria
Calumet | 866 | 341 | Combustion Turbine | Illinois | 13.7 | Dropped - Units whose status does not meet NEEDS criteria
Calumet | 866 | 342 | Combustion Turbine | Illinois | 14 | Dropped - Units whose status does not meet NEEDS criteria
Calumet | 866 | 343 | Combustion Turbine | Illinois | 13.6 | Dropped - Units whose status does not meet NEEDS criteria
Calumet | 866 | 344 | Combustion Turbine | Illinois | 8.3 | Dropped - Units whose status does not meet NEEDS criteria
Electric Junction | 870 | 311 | Combustion Turbine | Illinois | 14.6 | Dropped - Units whose status does not meet NEEDS criteria
Electric Junction | 870 | 312 | Combustion Turbine | Illinois | 15 | Dropped - Units whose status does not meet NEEDS criteria
Electric Junction | 870 | 313 | Combustion Turbine | Illinois | 15.1 | Dropped - Units whose status does not meet NEEDS criteria
Electric Junction | 870 | 314 | Combustion Turbine | Illinois | 14.7 | Dropped - Units whose status does not meet NEEDS criteria
Electric Junction | 870 | 321 | Combustion Turbine | Illinois | 14.9 | Dropped - Units whose status does not meet NEEDS criteria
Electric Junction | 870 | 322 | Combustion Turbine | Illinois | 14.6 | Dropped - Units whose status does not meet NEEDS criteria
Electric Junction | 870 | 323 | Combustion Turbine | Illinois | 14.4 | Dropped - Units whose status does not meet NEEDS criteria
Electric Junction | 870 | 324 | Combustion Turbine | Illinois | 15.3 | Dropped - Units whose status does not meet NEEDS criteria
Electric Junction | 870 | 331 | Combustion Turbine | Illinois | 14.7 | Dropped - Units whose status does not meet NEEDS criteria
Electric Junction | 870 | 332 | Combustion Turbine | Illinois | 15.1 | Dropped - Units whose status does not meet NEEDS criteria
Electric Junction | 870 | 333 | Combustion Turbine | Illinois | 14.7 | Dropped - Units whose status does not meet NEEDS criteria
Electric Junction | 870 | 334 | Combustion Turbine | Illinois | 14.7 | Dropped - Units whose status does not meet NEEDS criteria
Electric Junction | 870 | 341 | Combustion Turbine | Illinois | 9.5 | Dropped - Units whose status does not meet NEEDS criteria
Electric Junction | 870 | 342 | Combustion Turbine | Illinois | 9.8 | Dropped - Units whose status does not meet NEEDS criteria
Electric Junction | 870 | 343 | Combustion Turbine | Illinois | 10.4 | Dropped - Units whose status does not meet NEEDS criteria
Electric Junction | 870 | 344 | Combustion Turbine | Illinois | 9.9 | Dropped - Units whose status does not meet NEEDS criteria
Joliet 9 | 874 | 311 | Combustion Turbine | Illinois | 15.8 | Dropped - Units whose status does not meet NEEDS criteria
Joliet 9 | 874 | 312 | Combustion Turbine | Illinois | 14.5 | Dropped - Units whose status does not meet NEEDS criteria
Joliet 9 | 874 | 313 | Combustion Turbine | Illinois | 14.6 | Dropped - Units whose status does not meet NEEDS criteria
Joliet 9 | 874 | 314 | Combustion Turbine | Illinois | 14 | Dropped - Units whose status does not meet NEEDS criteria
Joliet 9 | 874 | 321 | Combustion Turbine | Illinois | 14.1 | Dropped - Units whose status does not meet NEEDS criteria
Joliet 9 | 874 | 322 | Combustion Turbine | Illinois | 14.1 | Dropped - Units whose status does not meet NEEDS criteria
Joliet 9 | 874 | 323 | Combustion Turbine | Illinois | 14.1 | Dropped - Units whose status does not meet NEEDS criteria
Joliet 9 | 874 | 324 | Combustion Turbine | Illinois | 13.9 | Dropped - Units whose status does not meet NEEDS criteria
Lombard | 877 | 311 | Combustion Turbine | Illinois | 16.2 | Dropped - Units whose status does not meet NEEDS criteria
Lombard | 877 | 312 | Combustion Turbine | Illinois | 18.4 | Dropped - Units whose status does not meet NEEDS criteria
Lombard | 877 | 321 | Combustion Turbine | Illinois | 15.5 | Dropped - Units whose status does not meet NEEDS criteria
Lombard | 877 | 322 | Combustion Turbine | Illinois | 18.8 | Dropped - Units whose status does not meet NEEDS criteria
Lombard | 877 | 331 | Combustion Turbine | Illinois | 16.2 | Dropped - Units whose status does not meet NEEDS criteria
Lombard | 877 | 332 | Combustion Turbine | Illinois | 18.3 | Dropped - Units whose status does not meet NEEDS criteria
Sabrooke | 882 | 311 | Combustion Turbine | Illinois | 12.8 | Dropped - Units whose status does not meet NEEDS criteria
Sabrooke | 882 | 312 | Combustion Turbine | Illinois | 12.4 | Dropped - Units whose status does not meet NEEDS criteria
Sabrooke | 882 | 321 | Combustion Turbine | Illinois | 11.4 | Dropped - Units whose status does not meet NEEDS criteria
Sabrooke | 882 | 322 | Combustion Turbine | Illinois | 13.5 | Dropped - Units whose status does not meet NEEDS criteria
Sabrooke | 882 | 331 | Combustion Turbine | Illinois | 11 | Dropped - Units whose status does not meet NEEDS criteria
Sabrooke | 882 | 332 | Combustion Turbine | Illinois | 12.8 | Dropped - Units whose status does not meet NEEDS criteria
Sabrooke | 882 | 341 | Combustion Turbine | Illinois | 12.5 | Dropped - Units whose status does not meet NEEDS criteria
Sabrooke | 882 | 342 | Combustion Turbine | Illinois | 13.1 | Dropped - Units whose status does not meet NEEDS criteria
Chanute 1 | 1267 | 4 | O/G Steam | Kansas | 4 | Dropped - Units whose status does not meet NEEDS criteria
Chanute 1 | 1267 | 5 | Combustion Turbine | Kansas | 1.5 | Dropped - Units whose status does not meet NEEDS criteria
Chanute 1 | 1267 | 6 | O/G Steam | Kansas | 9.8 | Dropped - Units whose status does not meet NEEDS criteria
Holly Street | 3549 | 1 | O/G Steam | Texas | 100 | Dropped - Units whose status does not meet NEEDS criteria
Holly Street | 3549 | 2 | O/G Steam | Texas | 100 | Dropped - Units whose status does not meet NEEDS criteria
Coleman | 3566 | IC1 | Combustion Turbine | Texas | 1.3 | Dropped - Units whose status does not meet NEEDS criteria
Coleman | 3566 | IC2 | Combustion Turbine | Texas | 1 | Dropped - Units whose status does not meet NEEDS criteria
Coleman | 3566 | IC3 | Combustion Turbine | Texas | 1.1 | Dropped - Units whose status does not meet NEEDS criteria
Coleman | 3566 | IC4 | Combustion Turbine | Texas | 1.3 | Dropped - Units whose status does not meet NEEDS criteria
Coleman | 3566 | IC5 | Combustion Turbine | Texas | 1.8 | Dropped - Units whose status does not meet NEEDS criteria
Coleman | 3566 | IC6 | Combustion Turbine | Texas | 2.2 | Dropped - Units whose status does not meet NEEDS criteria
Coleman | 3566 | IC7 | Combustion Turbine | Texas | 1.2 | Dropped - Units whose status does not meet NEEDS criteria
Coleman | 3566 | IC8 | Combustion Turbine | Texas | 0.8 | Dropped - Units whose status does not meet NEEDS criteria
Coleman | 3566 | IC9 | Combustion Turbine | Texas | 3.6 | Dropped - Units whose status does not meet NEEDS criteria
Robstown | 3608 | 10 | Combustion Turbine | Texas | 3.5 | Dropped - Units whose status does not meet NEEDS criteria
Robstown | 3608 | 11 | Combustion Turbine | Texas | 4 | Dropped - Units whose status does not meet NEEDS criteria
Robstown | 3608 | 3 | Combustion Turbine | Texas | 2.1 | Dropped - Units whose status does not meet NEEDS criteria
Robstown | 3608 | 4 | Combustion Turbine | Texas | 2 | Dropped - Units whose status does not meet NEEDS criteria
Robstown | 3608 | 5 | Combustion Turbine | Texas | 2 | Dropped - Units whose status does not meet NEEDS criteria
Robstown | 3608 | 7 | Combustion Turbine | Texas | 0.9 | Dropped - Units whose status does not meet NEEDS criteria
Robstown | 3608 | 8 | Combustion Turbine | Texas | 0.9 | Dropped - Units whose status does not meet NEEDS criteria
Robstown | 3608 | 9 | Combustion Turbine | Texas | 2.2 | Dropped - Units whose status does not meet NEEDS criteria
Black River Falls | 4104 | 1 | Combustion Turbine | Wisconsin | 0.3 | Dropped - Units whose status does not meet NEEDS criteria
Black River Falls | 4104 | 2 | Combustion Turbine | Wisconsin | 0.5 | Dropped - Units whose status does not meet NEEDS criteria
Black River Falls | 4104 | 3 | Combustion Turbine | Wisconsin | 0.9 | Dropped - Units whose status does not meet NEEDS criteria
Black River Falls | 4104 | 4 | Combustion Turbine | Wisconsin | 1.4 | Dropped - Units whose status does not meet NEEDS criteria
South Norwalk Electric | 6598 | 1 | Combustion Turbine | Connecticut | 5 | Dropped - Units whose status does not meet NEEDS criteria
South Norwalk Electric | 6598 | 2 | Combustion Turbine | Connecticut | 2 | Dropped - Units whose status does not meet NEEDS criteria
South Norwalk Electric | 6598 | 3 | Combustion Turbine | Connecticut | 2 | Dropped - Units whose status does not meet NEEDS criteria
South Norwalk Electric | 6598 | 4 | Combustion Turbine | Connecticut | 3.1 | Dropped - Units whose status does not meet NEEDS criteria
South Norwalk Electric | 6598 | 5 | Combustion Turbine | Connecticut | 3.2 | Dropped - Units whose status does not meet NEEDS criteria
Consumer Operations LLC | 10360 | GEN8 | Coal Steam | Wisconsin | 20 | Dropped - Units whose status does not meet NEEDS criteria
Pepeekeo Power Plant | 10401 | GEN1 | Coal Steam | Hawaii | 22 | Dropped - Units whose status does not meet NEEDS criteria
Altamont Power LLC | 10581 | EXIS | Onshore Wind | California | 28.7 | Dropped - Units whose status does not meet NEEDS criteria
University of California | 50117 | GEN1 | Combustion Turbine | California | 2.9 | Dropped - Units whose status does not meet NEEDS criteria
Power Station 3 | 52131 | 307A | Combined Cycle | Texas | 20 | Dropped - Units whose status does not meet NEEDS criteria
Power Station 3 | 52131 | 307B | Combined Cycle | Texas | 20 | Dropped - Units whose status does not meet NEEDS criteria
Power Station 3 | 52131 | 307C | Combined Cycle | Texas | 10 | Dropped - Units whose status does not meet NEEDS criteria
Power Station 3 | 52131 | 307D | Combined Cycle | Texas | 20 | Dropped - Units whose status does not meet NEEDS criteria
Power Station 3 | 52131 | 307E | Combined Cycle | Texas | 13.5 | Dropped - Units whose status does not meet NEEDS criteria
Power Station 3 | 52131 | 307F | Combined Cycle | Texas | 14 | Dropped - Units whose status does not meet NEEDS criteria
Byxbee Park Sanitary Landfill | 54252 | GEN1 | Landfill Gas | California | 1 | Dropped - Units whose status does not meet NEEDS criteria
Byxbee Park Sanitary Landfill | 54252 | GEN2 | Landfill Gas | California | 1 | Dropped - Units whose status does not meet NEEDS criteria
Coram Energy LLC | 54297 | SX15 | Onshore Wind | California | 1 | Dropped - Units whose status does not meet NEEDS criteria
Chino Mines | 54667 | 4 | O/G Steam | New Mexico | 7 | Dropped - Units whose status does not meet NEEDS criteria
York Generation Company LLC | 54693 | GT#3 | Combined Cycle | Pennsylvania | 0 | Dropped - Units whose status does not meet NEEDS criteria
York Generation Company LLC | 54693 | GT#4 | Combined Cycle | Pennsylvania | 0 | Dropped - Units whose status does not meet NEEDS criteria
Zilwaukee Generating Station | 56023 | 001 | Combustion Turbine | Michigan | 38 | Dropped - Units whose status does not meet NEEDS criteria
Nitram | 50958 | GEN1 | O/G Steam | Florida | 2 | Dropped - Units whose status does not meet NEEDS criteria
Durgin & Crowell Lumber | 54870 | 0277 | Combustion Turbine | New Hampshire | 1.3 | Dropped - Units whose status does not meet NEEDS criteria
Erie | 1276 | 4 | Combustion Turbine | Kansas | 0.9 | Dropped - Units whose status does not meet NEEDS criteria
Mason Steam | 1496 | 3 | O/G Steam | Maine | 32.1 | Dropped - Units whose status does not meet NEEDS criteria
Mason Steam | 1496 | 4 | O/G Steam | Maine | 32.8 | Dropped - Units whose status does not meet NEEDS criteria
Mason Steam | 1496 | 5 | O/G Steam | Maine | 33 | Dropped - Units whose status does not meet NEEDS criteria
Hudson Avenue | 2496 | 10 | O/G Steam | New York | 64.3 | Dropped - Units whose status does not meet NEEDS criteria
San Angelo | 3527 | 2 | Combined Cycle | Texas | 102 | Dropped - Units whose status does not meet NEEDS criteria
Collins | 6025 | 1 | O/G Steam | Illinois | 554 | Dropped - Units whose status does not meet NEEDS criteria
Collins | 6025 | 2 | O/G Steam | Illinois | 554 | Dropped - Units whose status does not meet NEEDS criteria
Collins | 6025 | 3 | O/G Steam | Illinois | 530 | Dropped - Units whose status does not meet NEEDS criteria
Collins | 6025 | 4 | O/G Steam | Illinois | 530 | Dropped - Units whose status does not meet NEEDS criteria
Collins | 6025 | 5 | O/G Steam | Illinois | 503 | Dropped - Units whose status does not meet NEEDS criteria
Kotzebue Hybrid | 6304 | 9 | Combustion Turbine | Alaska | 2.1 | Dropped - Units whose status does not meet NEEDS criteria
The Bellevue | 10021 | GEN1 | Combustion Turbine | Pennsylvania | 1.5 | Dropped - Units whose status does not meet NEEDS criteria
Sparks Regional Medical Center | 50142 | GEN1 | Combustion Turbine | Arkansas | 1 | Dropped - Units whose status does not meet NEEDS criteria
Sparks Regional Medical Center | 50142 | GEN2 | Combustion Turbine | Arkansas | 1 | Dropped - Units whose status does not meet NEEDS criteria
Sparks Regional Medical Center | 50142 | GEN3 | Combustion Turbine | Arkansas | 1 | Dropped - Units whose status does not meet NEEDS criteria
Sparks Regional Medical Center | 50142 | GEN4 | Combustion Turbine | Arkansas | 1 | Dropped - Units whose status does not meet NEEDS criteria
Sparks Regional Medical Center | 50142 | GEN5 | Combustion Turbine | Arkansas | 1.2 | Dropped - Units whose status does not meet NEEDS criteria
Sparks Regional Medical Center | 50142 | GEN6 | Combustion Turbine | Arkansas | 1.2 | Dropped - Units whose status does not meet NEEDS criteria
Beaumont Hospital Dearborn Campus | 50260 | EG#1 | Combustion Turbine | Michigan | 0.5 | Dropped - Units whose status does not meet NEEDS criteria
Beaumont Hospital Dearborn Campus | 50260 | EG#2 | Combustion Turbine | Michigan | 0.5 | Dropped - Units whose status does not meet NEEDS criteria
Beaumont Hospital Dearborn Campus | 50260 | EG#3 | Combustion Turbine | Michigan | 0.5 | Dropped - Units whose status does not meet NEEDS criteria
Chicago Baking | 50342 | CDK | Combustion Turbine | Illinois | 0.7 | Dropped - Units whose status does not meet NEEDS criteria
Ingersoll Milling Machine | 50989 | 0071 | Combustion Turbine | Illinois | 0.6 | Dropped - Units whose status does not meet NEEDS criteria
Ingersoll Milling Machine | 50989 | 0072 | Combustion Turbine | Illinois | 0.6 | Dropped - Units whose status does not meet NEEDS criteria
Ingersoll Milling Machine | 50989 | 0073 | Combustion Turbine | Illinois | 0.6 | Dropped - Units whose status does not meet NEEDS criteria
Ingersoll Milling Machine | 50989 | 0074 | Combustion Turbine | Illinois | 0.6 | Dropped - Units whose status does not meet NEEDS criteria
Ingersoll Milling Machine | 50989 | 0075 | Combustion Turbine | Illinois | 0.6 | Dropped - Units whose status does not meet NEEDS criteria
Ingersoll Milling Machine | 50989 | 0076 | Combustion Turbine | Illinois | 0.7 | Dropped - Units whose status does not meet NEEDS criteria
Ingersoll Milling Machine | 50989 | 0077 | Combustion Turbine | Illinois | 0.6 | Dropped - Units whose status does not meet NEEDS criteria
Kansas State Univ Main Campus | 54811 | 2 | O/G Steam | Kansas | 2.3 | Dropped - Units whose status does not meet NEEDS criteria
Kansas State Univ Main Campus | 54811 | 3 | O/G Steam | Kansas | 1.4 | Dropped - Units whose status does not meet NEEDS criteria
Haynes | 400 | 3 | O/G Steam | California | 222 | Dropped - Units whose status does not meet NEEDS criteria
Riverside (GA) | 734 | 4 | O/G Steam | Georgia | 20 | Dropped - Units whose status does not meet NEEDS criteria
Riverside (GA) | 734 | 5 | O/G Steam | Georgia | 9 | Dropped - Units whose status does not meet NEEDS criteria
Hugoton 1 | 1289 | 1 | Combustion Turbine | Kansas | 0.6 | Dropped - Units whose status does not meet NEEDS criteria
Kendall Square Station | 1595 | JET2 | Combustion Turbine | Massachusetts | 20 | Dropped - Units whose status does not meet NEEDS criteria
Luverne | 1990 | 4B | Combustion Turbine | Minnesota | 0.6 | Dropped - Units whose status does not meet NEEDS criteria
San Angelo | 3527 | 1 | Combined Cycle | Texas | 21 | Dropped - Units whose status does not meet NEEDS criteria
Port Washington Generating Station | 4040 | 1 | Coal Steam | Wisconsin | 65 | Dropped - Units whose status does not meet NEEDS criteria
Port Washington Generating Station | 4040 | 2 | Coal Steam | Wisconsin | 80 | Dropped - Units whose status does not meet NEEDS criteria
Port Washington Generating Station | 4040 | 3 | Coal Steam | Wisconsin | 80 | Dropped - Units whose status does not meet NEEDS criteria
Togiak | 6348 | 5 | Combustion Turbine | Alaska | 0.5 | Dropped - Units whose status does not meet NEEDS criteria
Hank Nikkels Plant 1 | 75 | 3 | Combustion Turbine | Alaska | 17.7 | Dropped - Units whose status does not meet NEEDS criteria
Naknek | 6301 | 5 | Combustion Turbine | Alaska | 0.4 | Dropped - Units whose status does not meet NEEDS criteria
Naknek | 6301 | 6 | Combustion Turbine | Alaska | 0.4 | Dropped - Units whose status does not meet NEEDS criteria
Naknek | 6301 | 7 | Combustion Turbine | Alaska | 0.4 | Dropped - Units whose status does not meet NEEDS criteria
Togiak | 6348 | 2 | Combustion Turbine | Alaska | 0.3 | Dropped - Units whose status does not meet NEEDS criteria
Entenmanns Cogeneration Facility | 10376 | 1 | Combustion Turbine | Illinois | 0.8 | Dropped - Units whose status does not meet NEEDS criteria
Entenmanns Cogeneration Facility | 10376 | 2 | Combustion Turbine | Illinois | 0.8 | Dropped - Units whose status does not meet NEEDS criteria
Paullina | 1174 | 1 | Combustion Turbine | Iowa | 0.6 | Dropped - Units whose status does not meet NEEDS criteria
Primghar | 1177 | 2 | Combustion Turbine | Iowa | 0.1 | Dropped - Units whose status does not meet NEEDS criteria
Childrens Hospital | 10175 | 1698 | Combustion Turbine | California | 0.3 | Dropped - Units whose status does not meet NEEDS criteria
Childrens Hospital | 10175 | 1710 | Combustion Turbine | California | 0.3 | Dropped - Units whose status does not meet NEEDS criteria
Hutzel Hospital | 10232 | TB-1 | Combustion Turbine | Michigan | 0.7 | Dropped - Units whose status does not meet NEEDS criteria
Hutzel Hospital | 10232 | TB-2 | Combustion Turbine | Michigan | 0.7 | Dropped - Units whose status does not meet NEEDS criteria
Salk Institute | 50057 | EG#1 | Combustion Turbine | California | 0.6 | Dropped - Units whose status does not meet NEEDS criteria
Salk Institute | 50057 | EG#2 | Combustion Turbine | California | 0.6 | Dropped - Units whose status does not meet NEEDS criteria
Security | 55556 | UNT1 | Landfill Gas | Texas | 1.7 | Dropped - Units whose status does not meet NEEDS criteria
Haines | 69 | 9 | Combustion Turbine | Alaska | 1.1 | Dropped - Units whose status does not meet NEEDS criteria
Vernon Dam | 2352 | 6 | Hydro | Vermont | 3.6 | Dropped - Units whose status does not meet NEEDS criteria
Vernon Dam | 2352 | 7 | Hydro | Vermont | 3.6 | Dropped - Units whose status does not meet NEEDS criteria
Nunapitchuk | 6333 | 5 | Combustion Turbine | Alaska | 0.5 | Dropped - Units whose status does not meet NEEDS criteria
Boise R Diversion | 6397 | 1 | Hydro | Idaho | 0.5 | Dropped - Units whose status does not meet NEEDS criteria
Boise R Diversion | 6397 | 2 | Hydro | Idaho | 0.5 | Dropped - Units whose status does not meet NEEDS criteria
Boise R Diversion | 6397 | 3 | Hydro | Idaho | 0.5 | Dropped - Units whose status does not meet NEEDS criteria
Berlin | 6565 | 3A | Combustion Turbine | Maryland | 1.8 | Dropped - Units whose status does not meet NEEDS criteria
Wisconsin Rapids Paper Mill | 10466 | GEN1 | Non-Fossil Waste | Wisconsin | 7.5 | Dropped - Units whose status does not meet NEEDS criteria
Scott Wood | 50863 | ST2 | Biomass | Virginia | 0.8 | Dropped - Units whose status does not meet NEEDS criteria
Scott Wood | 50863 | ST3 | Biomass | Virginia | 2.6 | Dropped - Units whose status does not meet NEEDS criteria
Whiting Refinery | 52130 | 17TG | Fossil Waste | Indiana | 5 | Dropped - Units whose status does not meet NEEDS criteria
Iowa State University | 54201 | 1 | Coal Steam | Iowa | 3 | Dropped - Units whose status does not meet NEEDS criteria
Pratt | 1317 | 1 | O/G Steam | Kansas | 3 | Dropped - Units whose status does not meet NEEDS criteria
Keahole | 8083 | 20 | Combustion Turbine | Hawaii | 2.5 | Dropped - Units whose status does not meet NEEDS criteria
Sierra Pacific Lincoln Facility | 10144 | GEN3 | Biomass | California | 1.2 | Dropped - Units whose status does not meet NEEDS criteria
Renegy Susanville | 50113 | GEN1 | Biomass | California | 11 | Dropped - Units whose status does not meet NEEDS criteria
Renegy Susanville | 50113 | GEN2 | Biomass | California | 1.6 | Dropped - Units whose status does not meet NEEDS criteria
Blackjack Creek Treating | 50725 | BJC1 | Combustion Turbine | Florida | 0.4 | Dropped - Units whose status does not meet NEEDS criteria
Blackjack Creek Treating | 50725 | BJC2 | Combustion Turbine | Florida | 0.4 | Dropped - Units whose status does not meet NEEDS criteria
Blackjack Creek Treating | 50725 | BJC3 | Combustion Turbine | Florida | 0.4 | Dropped - Units whose status does not meet NEEDS criteria
Blackjack Creek Treating | 50725 | BJC4 | Combustion Turbine | Florida | 0.4 | Dropped - Units whose status does not meet NEEDS criteria
G-P Gypsum | 52182 | GEN1 | Combustion Turbine | Georgia | 0.7 | Dropped - Units whose status does not meet NEEDS criteria
G-P Gypsum | 52182 | GEN2 | Combustion Turbine | Georgia | 0.7 | Dropped - Units whose status does not meet NEEDS criteria
Waterside Power, LLC | 56189 | 1 | Combustion Turbine | Connecticut | 23.2 | Dropped - Units whose status does not meet NEEDS criteria
Waterside Power, LLC | 56189 | 2 | Combustion Turbine | Connecticut | 23.2 | Dropped - Units whose status does not meet NEEDS criteria
Rich Hill | 2154 | 1 | Combustion Turbine | Missouri | 0.1 | Dropped - Units whose status does not meet NEEDS criteria
Rich Hill | 2154 | 2 | Combustion Turbine | Missouri | 0.1 | Dropped - Units whose status does not meet NEEDS criteria
Rich Hill | 2154 | 3 | Combustion Turbine | Missouri | 0.1 | Dropped - Units whose status does not meet NEEDS criteria
Rich Hill | 2154 | 4 | Combustion Turbine | Missouri | 0.1 | Dropped - Units whose status does not meet NEEDS criteria
Deepwater | 2384 | 4 | O/G Steam | New Jersey | 54 | Dropped - Units whose status does not meet NEEDS criteria
PSEG Burlington Generating Station | 2399 | 101 | Combined Cycle | New Jersey | 49 | Dropped - Units whose status does not meet NEEDS criteria
PSEG Burlington Generating Station | 2399 | 102 | Combined Cycle | New Jersey | 49 | Dropped - Units whose status does not meet NEEDS criteria
PSEG Burlington Generating Station | 2399 | 103 | Combined Cycle | New Jersey | 49 | Dropped - Units whose status does not meet NEEDS criteria
PSEG Burlington Generating Station | 2399 | 104 | Combined Cycle | New Jersey | 49 | Dropped - Units whose status does not meet NEEDS criteria
PSEG Burlington Generating Station | 2399 | 105 | Combined Cycle | New Jersey | 49 | Dropped - Units whose status does not meet NEEDS criteria
Webster IC | 3348 | 2 | Combustion Turbine | South Dakota | 1.9 | Dropped - Units whose status does not meet NEEDS criteria
Kodiak Microgrid | 6281 | 3 | Combustion Turbine | Alaska | 5.2 | Dropped - Units whose status does not meet NEEDS criteria
Kodiak Microgrid | 6281 | 6 | Combustion Turbine | Alaska | 2 | Dropped - Units whose status does not meet NEEDS criteria
Mobile Energy Services LLC | 50407 | GEN3 | Coal Steam | Alabama | 11.6 | Dropped - Units whose status does not meet NEEDS criteria
Southernmost Waste To Energy | 50934 | MKW1 | Municipal Solid Waste | Florida | 2.3 | Dropped - Units whose status does not meet NEEDS criteria
Anheuser-Busch Newark Brewery | 54913 | GEN1 | Combustion Turbine | New Jersey | 6.5 | Dropped - Units whose status does not meet NEEDS criteria
Anheuser-Busch Newark Brewery | 54913 | GEN2 | Combustion Turbine | New Jersey | 6.5 | Dropped - Units whose status does not meet NEEDS criteria
Tacoma Landfill Gas Utilization Project | 55157 | UNT1 | Landfill Gas | Washington | 0.8 | Dropped - Units whose status does not meet NEEDS criteria
Tacoma Landfill Gas Utilization Project | 55157 | UNT2 | Landfill Gas | Washington | 0.8 | Dropped - Units whose status does not meet NEEDS criteria
KMS Macon Power | 55758 | E-1 | Landfill Gas | Illinois | 0.8 | Dropped - Units whose status does not meet NEEDS criteria
KMS Macon Power | 55758 | E-2 | Landfill Gas | Illinois | 0.8 | Dropped - Units whose status does not meet NEEDS criteria
Grayson | 377 | 6 | Combustion Turbine | California | 15 | Dropped - Units whose status does not meet NEEDS criteria
Chillicothe | 2122 | 4A | Coal Steam | Missouri | 2.5 | Dropped - Units whose status does not meet NEEDS criteria
Chillicothe | 2122 | 5 | Coal Steam | Missouri | 5 | Dropped - Units whose status does not meet NEEDS criteria
Chillicothe | 2122 | 6 | Coal Steam | Missouri | 6 | Dropped - Units whose status does not meet NEEDS criteria
Parkdale | 3455 | 1 | O/G Steam | Texas | 87 | Dropped - Units whose status does not meet NEEDS criteria
Parkdale | 3455 | 2 | O/G Steam | Texas | 115 | Dropped - Units whose status does not meet NEEDS criteria
Parkdale | 3455 | 3 | O/G Steam | Texas | 125 | Dropped - Units whose status does not meet NEEDS criteria
Morgan Creek | 3492 | 2 | O/G Steam | Texas | 17.5 | Dropped - Units whose status does not meet NEEDS criteria
Morgan Creek | 3492 | 3 | O/G Steam | Texas | 43 | Dropped - Units whose status does not meet NEEDS criteria
Morgan Creek | 3492 | 4 | O/G Steam | Texas | 70 | Dropped - Units whose status does not meet NEEDS criteria
North Main | 3493 | 4 | O/G Steam | Texas | 80 | Dropped - Units whose status does not meet NEEDS criteria
River Crest | 3503 | 1 | O/G Steam | Texas | 110 | Dropped - Units whose status does not meet NEEDS criteria
Sierra Pacific Lincoln Facility | 10144 | GEN2 | Biomass | California | 10 | Dropped - Units whose status does not meet NEEDS criteria
Deer Island Treatment Plant | 10823 | 6ENT | Non-Fossil Waste | Massachusetts | 6 | Dropped - Units whose status does not meet NEEDS criteria
Deer Island Treatment Plant | 10823 | 7ENT | Non-Fossil Waste | Massachusetts | 6 | Dropped - Units whose status does not meet NEEDS criteria
R J Reynolds Tobaccoville Utility Plant | 50221 | GEN1 | Coal Steam | North Carolina | 37 | Dropped - Units whose status does not meet NEEDS criteria
R J Reynolds Tobaccoville Utility Plant | 50221 | GEN2 | Coal Steam | North Carolina | 37 | Dropped - Units whose status does not meet NEEDS criteria
Hoisington | 1286 | 1 | Combustion Turbine | Kansas | 0.2 | Dropped - Units whose status does not meet NEEDS criteria
Sayreville | 2390 | 4 | O/G Steam | New Jersey | 114 | Dropped - Units whose status does not meet NEEDS criteria
Sayreville | 2390 | 5 | O/G Steam | New Jersey | 115 | Dropped - Units whose status does not meet NEEDS criteria
Plant No 2 Freeport | 2679 | 1 | Combustion Turbine | New York | 8 | Dropped - Units whose status does not meet NEEDS criteria
Plant No 2 Freeport | 2679 | 2 | Combustion Turbine | New York | 8 | Dropped - Units whose status does not meet NEEDS criteria
Wayne | 3134 | A | Combustion Turbine | Pennsylvania | 56 | Dropped - Units whose status does not meet NEEDS criteria
Delaware Generating Station | 3160 | 7 | O/G Steam | Pennsylvania | 126 | Dropped - Units whose status does not meet NEEDS criteria
Delaware Generating Station | 3160 | 8 | O/G Steam | Pennsylvania | 124 | Dropped - Units whose status does not meet NEEDS criteria
Keahole | 8083 | 18 | Combustion Turbine | Hawaii | 2.5 | Dropped - Units whose status does not meet NEEDS criteria
Keahole | 8083 | 19 | Combustion Turbine | Hawaii | 2.5 | Dropped - Units whose status does not meet NEEDS criteria
Deer Park Plant | 50471 | GEN1 | Combined Cycle | Texas | 8.6 | Dropped - Units whose status does not meet NEEDS criteria
Deer Park Plant | 50471 | GEN2 | Combined Cycle | Texas | 8.6 | Dropped - Units whose status does not meet NEEDS criteria
Deer Park Plant | 50471 | GEN3 | Combined Cycle | Texas | 8.6 | Dropped - Units whose status does not meet NEEDS criteria
Deer Park Plant | 50471 | GEN4 | Combined Cycle | Texas | 69.7 | Dropped - Units whose status does not meet NEEDS criteria
Vineland Cogeneration Plant | 54807 | GEN1 | Combined Cycle | New Jersey | 42.5 | Dropped - Units whose status does not meet NEEDS criteria
Vineland Cogeneration Plant | 54807 | GEN2 | Combined Cycle | New Jersey | 4 | Dropped - Units whose status does not meet NEEDS criteria
F J Gannon | 646 | 1 | Coal Steam | Florida | 94 | Dropped - Units whose status does not meet NEEDS criteria
F J Gannon | 646 | 2 | Coal Steam | Florida | 100 | Dropped - Units whose status does not meet NEEDS criteria
Beacon Heating | 1724 | 25 | O/G Steam | Michigan | 18 | Dropped - Units whose status does not meet NEEDS criteria
Fairfax | 1972 | 1 | Combustion Turbine | Minnesota | 0.9 | Dropped - Units whose status does not meet NEEDS criteria
Fairfax | 1972 | 4 | Combustion Turbine | Minnesota | 0.6 | Dropped - Units whose status does not meet NEEDS criteria
Campbell Village | 2225 | 1 | Combustion Turbine | Nebraska | 0.1 | Dropped - Units whose status does not meet NEEDS criteria
Campbell Village | 2225 | 2 | Combustion Turbine | Nebraska | 0.1 | Dropped - Units whose status does not meet NEEDS criteria
Campbell Village | 2225 | 3 | Combustion Turbine | Nebraska | 0.1 | Dropped - Units whose status does not meet NEEDS criteria
Tulia | 3619 | 10 | Combustion Turbine | Texas | 1.5 | Dropped - Units whose status does not meet NEEDS criteria
Tulia | 3619 | 11 | Combustion Turbine | Texas | 3.5 | Dropped - Units whose status does not meet NEEDS criteria
Tulia | 3619 | 12 | Combustion Turbine | Texas | 2.4 | Dropped - Units whose status does not meet NEEDS criteria
Tulia | 3619 | 2 | Combustion Turbine | Texas | 0.3 | Dropped - Units whose status does not meet NEEDS criteria
Tulia | 3619 | 5 | Combustion Turbine | Texas | 0.9 | Dropped - Units whose status does not meet NEEDS criteria
Tulia | 3619 | 6 | Combustion Turbine | Texas | 0.7 | Dropped - Units whose status does not meet NEEDS criteria
Tulia | 3619 | 7 | Combustion Turbine | Texas | 0.7 | Dropped - Units whose status does not meet NEEDS criteria
Tulia | 3619 | 8 | Combustion Turbine | Texas | 1.2 | Dropped - Units whose status does not meet NEEDS criteria
Tulia | 3619 | 9 | Combustion Turbine | Texas | 1.2 | Dropped - Units whose status does not meet NEEDS criteria
White River (WA) | 3862 | 1 | Hydro | Washington | 15 | Dropped - Units whose status does not meet NEEDS criteria
White River (WA) | 3862 | 2 | Hydro | Washington | 15 | Dropped - Units whose status does not meet NEEDS criteria
White River (WA) | 3862 | 3 | Hydro | Washington | 20 | Dropped - Units whose status does not meet NEEDS criteria
White River (WA) | 3862 | 4 | Hydro | Washington | 20 | Dropped - Units whose status does not meet NEEDS criteria
Fresno Cogen Partners | 10156 | GEN1 | Combined Cycle | California | 21.5 | Dropped - Units whose status does not meet NEEDS criteria
Clewiston Sugar House | 50482 | TG1 | Biomass | Florida | 4.7 | Dropped - Units whose status does not meet NEEDS criteria
Clewiston Sugar House | 50482 | TG2 | Biomass | Florida | 3.3 | Dropped - Units whose status does not meet NEEDS criteria
Central Power Plant | 50621 | GEN1 | O/G Steam | Rhode Island | 0.7 | Dropped - Units whose status does not meet NEEDS criteria
J D Bassett Manufacturing | 50912 | 1929 | Biomass | Virginia | 0.8 | Dropped - Units whose status does not meet NEEDS criteria
J D Bassett Manufacturing | 50912 | 1930 | Biomass | Virginia | 0.8 | Dropped - Units whose status does not meet NEEDS criteria
Jefferson Smurfit JSC | 54288 | 1 | O/G Steam | Pennsylvania | 5.6 | Dropped - Units whose status does not meet NEEDS criteria
Jefferson Smurfit JSC | 54288 | 2 | O/G Steam | Pennsylvania | 5.6 | Dropped - Units whose status does not meet NEEDS criteria
Toyon Power Station | 54327 | TOY1 | Landfill Gas | California | 1.7 | Dropped - Units whose status does not meet NEEDS criteria
Toyon Power Station | 54327 | TOY2 | Landfill Gas | California | 1.7 | Dropped - Units whose status does not meet NEEDS criteria
St Johns Riverside Hospital | 54595 | COG1 | Combustion Turbine | New York | 0.4 | Dropped - Units whose status does not meet NEEDS criteria
St Johns Riverside Hospital | 54595 | COG2 | Combustion Turbine | New York | 0.4 | Dropped - Units whose status does not meet NEEDS criteria
Lyondell Chemical Lake Charles | 54632 | 3 | O/G Steam | Louisiana | 4 | Dropped - Units whose status does not meet NEEDS criteria
The American Sugar Refining Co Brooklyn | 54884 | TG1 | O/G Steam | New York | 5 | Dropped - Units whose status does not meet NEEDS criteria
The American Sugar Refining Co Brooklyn | 54884 | TG2 | O/G Steam | New York | 1.5 | Dropped - Units whose status does not meet NEEDS criteria
The American Sugar Refining Co Brooklyn | 54884 | TG3 | O/G Steam | New York | 5 | Dropped - Units whose status does not meet NEEDS criteria
Division | 300 | DIGT | Combustion Turbine | California | 13 | Dropped - Units whose status does not meet NEEDS criteria
AES Alamitos LLC | 315 | 7 | Combustion Turbine | California | 133 | Dropped - Units whose status does not meet NEEDS criteria
Etiwanda Generating Station | 331 | 5 | Combustion Turbine | California | 115 | Dropped - Units whose status does not meet NEEDS criteria
Magnolia | 375 | M5 | Combustion Turbine | California | 21.7 | Dropped - Units whose status does not meet NEEDS criteria
Haynes | 400 | 4 | O/G Steam | California | 222 | Dropped - Units whose status does not meet NEEDS criteria
Valley (CA) | 408 | 3 | O/G Steam | California | 163 | Dropped - Units whose status does not meet NEEDS criteria
Valley (CA) | 408 | 4 | O/G Steam | California | 160 | Dropped - Units whose status does not meet NEEDS criteria
F J Gannon | 646 | 3 | Coal Steam | Florida | 150 | Dropped - Units whose status does not meet NEEDS criteria
F J Gannon | 646 | 4 | Coal Steam | Florida | 164 | Dropped - Units whose status does not meet NEEDS criteria
Atkinson | 700 | 5A | Combustion Turbine | Georgia | 32 | Dropped - Units whose status does not meet NEEDS criteria
Atkinson | 700 | 5B | Combustion Turbine | Georgia | 32 | Dropped - Units whose status does not meet NEEDS criteria
Buford | 759 | 1 | Hydro | Georgia | 40 | Dropped - Units whose status does not meet NEEDS criteria
Milford | 1164 | 3 | Combustion Turbine | Iowa | 0.3 | Dropped - Units whose status does not meet NEEDS criteria
Green River | 1357 | 1 | Coal Steam | Kentucky | 22 | Dropped - Units whose status does not meet NEEDS criteria
Green River | 1357 | 2 | Coal Steam | Kentucky | 22 | Dropped - Units whose status does not meet NEEDS criteria
Mystic Generating Station | 1588 | 4 | O/G Steam | Massachusetts | 95.4 | Dropped - Units whose status does not meet NEEDS criteria
Mystic Generating Station | 1588 | 5 | O/G Steam | Massachusetts | 91.6 | Dropped - Units whose status does not meet NEEDS criteria
Mystic Generating Station | 1588 | 6 | O/G Steam | Massachusetts | 28 | Dropped - Units whose status does not meet NEEDS criteria
M L Hibbard | 1897 | 1 | O/G Steam | Minnesota | 25 | Dropped - Units whose status does not meet NEEDS criteria
M L Hibbard | 1897 | 2 | O/G Steam | Minnesota | 25 | Dropped - Units whose status does not meet NEEDS criteria
Grand Marais | 1976 | 2 | Combustion Turbine | Minnesota | 0.6 | Dropped - Units whose status does not meet NEEDS criteria
Grand Marais | 1976 | 4 | Combustion Turbine | Minnesota | 0.1 | Dropped - Units whose status does not meet NEEDS criteria
Grand Marais | 1976 | 5 | Combustion Turbine | Minnesota | 1.1 | Dropped - Units whose status does not meet NEEDS criteria
Grand Marais | 1976 | 6 | Combustion Turbine | Minnesota | 1.2 | Dropped - Units whose status does not meet NEEDS criteria
Grand Avenue | 2078 | 7 | O/G Steam | Missouri | 0 | Dropped - Units whose status does not meet NEEDS criteria
Grand Avenue | 2078 | 9 | O/G Steam | Missouri | 0 | Dropped - Units whose status does not meet NEEDS criteria
Oswego Harbor Power | 2594 | 3 | O/G Steam | New York | 0 | Dropped - Units whose status does not meet NEEDS criteria
FirstEnergy Toronto | 2867 | 5 | Coal Steam | Ohio | 42 | Dropped - Units whose status does not meet NEEDS criteria
FirstEnergy Toronto | 2867 | 6 | Coal Steam | Ohio | 65 | Dropped - Units whose status does not meet NEEDS criteria
FirstEnergy Toronto | 2867 | 7 | Coal Steam | Ohio | 65 | Dropped - Units whose status does not meet NEEDS criteria
Manitowoc | 4125 | 2 | Coal Steam | Wisconsin | 5 | Dropped - Units whose status does not meet NEEDS criteria
Manitowoc | 4125 | 3 | Coal Steam | Wisconsin | 10 | Dropped - Units whose status does not meet NEEDS criteria
New Lisbon | 4130 | 1 | Combustion Turbine | Wisconsin | 0.1 | Dropped - Units whose status does not meet NEEDS criteria
New Lisbon | 4130 | 3 | Combustion Turbine | Wisconsin | 0.2 | Dropped - Units whose status does not meet NEEDS criteria
New Lisbon | 4130 | 4 | Combustion Turbine | Wisconsin | 0.3 | Dropped - Units whose status does not meet NEEDS criteria
Olive | 6013 | O3 | Combustion Turbine | California | 23.5 | Dropped - Units whose status does not meet NEEDS criteria
Olive | 6013 | O4 | Combustion Turbine | California | 32 | Dropped - Units whose status does not meet NEEDS criteria
Mobile | 6229 | 3 | Combustion Turbine | Nebraska | 0.8 | Dropped - Units whose status does not meet NEEDS criteria
Mountain Village | 6329 | 5 | Combustion Turbine | Alaska | 0.5 | Dropped - Units whose status does not meet NEEDS criteria
Noorvik | 6330 | 3 | Combustion Turbine | Alaska | 0.3 | Dropped - Units whose status does not meet NEEDS criteria
Fort Davis | 7724 | 1 | Onshore Wind | Texas | 6.6 | Dropped - Units whose status does not meet NEEDS criteria
Cherry Street | 9038 | 9 | Combustion Turbine | Massachusetts | 2.3 | Dropped - Units whose status does not meet NEEDS criteria
Orange County New York | 10047 | 1 | Landfill Gas | New York | 2.1 | Dropped - Units whose status does not meet NEEDS criteria
Hoffmann LaRoche | 10123 | TG1 | Combustion Turbine | New Jersey | 3 | Dropped - Units whose status does not meet NEEDS criteria
Hoffmann LaRoche | 10123 | TG2 | Combustion Turbine | New Jersey | 3 | Dropped - Units whose status does not meet NEEDS criteria
Hoffmann LaRoche | 10123 | TG3 | Combustion Turbine | New Jersey | 3 | Dropped - Units whose status does not meet NEEDS criteria
Fernandina Beach Mill | 10202 | GEN4 | Coal Steam | Florida | 7 | Dropped - Units whose status does not meet NEEDS criteria
Los Angeles Cold Storage | 10251 | 3981 | Combustion Turbine | California | 0.4 | Dropped - Units whose status does not meet NEEDS criteria
Los Angeles Cold Storage | 10251 | 3982 | Combustion Turbine | California | 0.4 | Dropped - Units whose status does not meet NEEDS criteria
Los Angeles Cold Storage | 10251 | 3983 | Combustion Turbine | California | 0.4 | Dropped - Units whose status does not meet NEEDS criteria
Klein Tools Moran | 10499 | 696 | Combustion Turbine | Kansas | 1.5 | Dropped - Units whose status does not meet NEEDS criteria
Klein Tools Moran | 10499 | 697 | Combustion Turbine | Kansas | 1.5 | Dropped - Units whose status does not meet NEEDS criteria
Cogent Little Falls GP | 10529 | GEN1 | Combined Cycle | New York | 3.8 | Dropped - Units whose status does not meet NEEDS criteria
Cogent Little Falls GP | 10529 | GEN2 | Combined Cycle | New York | 0.3 | Dropped - Units whose status does not meet NEEDS criteria
General Electric Erie PA Power | 50358 | STM2 | Coal Steam | Pennsylvania | 4.7 | Dropped - Units whose status does not meet NEEDS criteria
General Electric Erie PA Power | 50358 | STM3 | Coal Steam | Pennsylvania | 13.1 | Dropped - Units whose status does not meet NEEDS criteria
General Electric Erie PA Power | 50358 | STM4 | Coal Steam | Pennsylvania | 8.4 | Dropped - Units whose status does not meet NEEDS criteria
Taylor Energy Partners LP | 50782 | AM4 | Landfill Gas | Pennsylvania | 0.4 | Dropped - Units whose status does not meet NEEDS criteria
Derst Baking | 50927 | GEN1 | Combustion Turbine | Georgia | 0.4 | Dropped - Units whose status does not meet NEEDS criteria
Derst Baking | 50927 | GEN2 | Combustion Turbine | Georgia | 0.4 | Dropped - Units whose status does not meet NEEDS criteria
Derst Baking | 50927 | GEN3 | Combustion Turbine | Georgia | 0.4 | Dropped - Units whose status does not meet NEEDS criteria
Wheelabrator Martell | 50950 | GEN1 | Biomass | California | 15 | Dropped - Units whose status does not meet NEEDS criteria
Merritt Square Mall | 52003 | NO1 | Combustion Turbine | Florida | 0.8 | Dropped - Units whose status does not meet NEEDS criteria
Merritt Square Mall | 52003 | NO2 | Combustion Turbine | Florida | 0.7 | Dropped - Units whose status does not meet NEEDS criteria
Merritt Square Mall | 52003 | NO3 | Combustion Turbine | Florida | 0.7 | Dropped - Units whose status does not meet NEEDS criteria
Merritt Square Mall | 52003 | NO4 | Combustion Turbine | Florida | 0.8 | Dropped - Units whose status does not meet NEEDS criteria
Merritt Square Mall | 52003 | NO5 | Combustion Turbine | Florida | 0.7 | Dropped - Units whose status does not meet NEEDS criteria
Merritt Square Mall | 52003 | NO6 | Combustion Turbine | Florida | 0.7 | Dropped - Units whose status does not meet NEEDS criteria
Merritt Square Mall | 52003 | NO7 | Combustion Turbine | Florida | 1 | Dropped - Units whose status does not meet NEEDS criteria
Celanese Acetate LLC | 52089 | DEG1 | Combustion Turbine | Virginia | 2 | Dropped - Units whose status does not meet NEEDS criteria
Green Tree Chemical Technologies | 54522 | NO.2 | O/G Steam | New Jersey | 1.5 | Dropped - Units whose status does not meet NEEDS criteria
Green Tree Chemical Technologies | 54522 | NO.4 | O/G Steam | New Jersey | 3 | Dropped - Units whose status does not meet NEEDS criteria
Dragon Trail | 54671 | ICG1 | Combustion Turbine | Colorado | 0.4 | Dropped - Units whose status does not meet NEEDS criteria
University of Illinois Abbott Power Plt | 54780 | T5 | O/G Steam | Illinois | 3 | Dropped - Units whose status does not meet NEEDS criteria
South Bear Creek | 55621 | 1 | Combustion Turbine | Colorado | 3.3 | Dropped - Units whose status does not meet NEEDS criteria
Seward (PA) | 3130 | 4 | Coal Steam | Pennsylvania | 60 | Dropped - Units whose status does not meet NEEDS criteria
Seward (PA) | 3130 | 5 | Coal Steam | Pennsylvania | 136 | Dropped - Units whose status does not meet NEEDS criteria
Childrens Hospital | 10175 | 1631 | Combustion Turbine | California | 0.6 | Dropped - Units whose status does not meet NEEDS criteria
Geismar Plant | 50168 | GT02 | Combined Cycle | Louisiana | 40 | Dropped - Units whose status does not meet NEEDS criteria
Freeport Energy | 52120 | G-45 | Combined Cycle | Texas | 92 | Dropped - Units whose status does not meet NEEDS criteria
Alliant SBD 9403 Aegon DC | 54929 | 6110 | Combustion Turbine | Iowa | 1.6 | Dropped - Units whose status does not meet NEEDS criteria
Pittsburg Power | 271 | 1 | O/G Steam | California | 150 | Dropped - Units whose status does not meet NEEDS criteria
Pittsburg Power | 271 | 2 | O/G Steam | California | 150 | Dropped - Units whose status does not meet NEEDS criteria
Pittsburg Power | 271 | 3 | O/G Steam | California | 150 | Dropped - Units whose status does not meet NEEDS criteria
Pittsburg Power | 271 | 4 | O/G Steam | California | 145 | Dropped - Units whose status does not meet NEEDS criteria
Etiwanda Generating Station | 331 | 1 | O/G Steam | California | 132 | Dropped - Units whose status does not meet NEEDS criteria
Etiwanda Generating Station | 331 | 2 | O/G Steam | California | 132 | Dropped - Units whose status does not meet NEEDS criteria
PSEG Hudson Generating Station | 2403 | 3 | Combustion Turbine | New Jersey | 129 | Dropped - Units whose status does not meet NEEDS criteria
Mission Road | 3610 | 3 | O/G Steam | Texas | 100 | Dropped - Units whose status does not meet NEEDS criteria
Naches Drop | 3848 | 1 | Hydro | Washington | 1 | Dropped - Units whose status does not meet NEEDS criteria
Naches | 3849 | 2 | Hydro | Washington | 2.6 | Dropped - Units whose status does not meet NEEDS criteria
Naches | 3849 | 4 | Hydro | Washington | 4 | Dropped - Units whose status does not meet NEEDS criteria
South Norwalk Electric | 6598 | 7 | Combustion Turbine | Connecticut | 22 | Dropped - Units whose status does not meet NEEDS criteria
Princeton Wind Farm | 7501 | 1 | Onshore Wind | Massachusetts | 0.3 | Dropped - Units whose status does not meet NEEDS criteria
Village Creek Water Reclamation Facility | 54520 | 3 | Non-Fossil Waste | Texas | 1.1 | Dropped - Units whose status does not meet NEEDS criteria
WestRock Demopolis Mill | 54763 | ITG | Non-Fossil Waste | Alabama | 9.2 | Dropped - Units whose status does not meet NEEDS criteria
Rensselaer City Light Plant | 1038 | 7 | Combustion Turbine | Indiana | 2.5 | Dropped - Units whose status does not meet NEEDS criteria
Algona | 1120 | 3 | Combustion Turbine | Iowa | 0.6 | Dropped - Units whose status does not meet NEEDS criteria
Higley | 2576 | 1 | Hydro | New York | 2 | Dropped - Units whose status does not meet NEEDS criteria
Higley | 2576 | 2 | Hydro | New York | 2 | Dropped - Units whose status does not meet NEEDS criteria
Higley | 2576 | 3 | Hydro | New York | 2 | Dropped - Units whose status does not meet NEEDS criteria
Seldovia | 6283 | 1 | Combustion Turbine | Alaska | 0.3 | Dropped - Units whose status does not meet NEEDS criteria
Seldovia | 6283 | 2 | Combustion Turbine | Alaska | 0.6 | Dropped - Units whose status does not meet NEEDS criteria
Seldovia | 6283 | 3 | Combustion Turbine | Alaska | 0.6 | Dropped - Units whose status does not meet NEEDS criteria
Seldovia | 6283 | 4 | Combustion Turbine | Alaska | 0.6 | Dropped - Units whose status does not meet NEEDS criteria
NSB Anaktuvuk Pass | 7487 | 5 | Combustion Turbine | Alaska | 0.1 | Dropped - Units whose status does not meet NEEDS criteria
Argyle | 7810 | 2A | Combustion Turbine | Wisconsin | 1.1 | Dropped - Units whose status does not meet NEEDS criteria
Argyle | 7810 | 4 | Combustion Turbine | Wisconsin | 1.1 | Dropped - Units whose status does not meet NEEDS criteria
Gallatin #2 | 8017 | 8 | Combustion Turbine | Missouri | 1.6 | Dropped - Units whose status does not meet NEEDS criteria
Childrens Hospital | 10175 | 1699 | Combustion Turbine | California | 0.3 | Dropped - Units whose status does not meet NEEDS criteria
Ormesa I | 50766 | OE1 | Geothermal | California | 0.7 | Dropped - Units whose status does not meet NEEDS criteria
Ormesa I | 50766 | OE10 | Geothermal | California | 0.7 | Dropped - Units whose status does not meet NEEDS criteria
Ormesa I | 50766 | OE11 | Geothermal | California | 0.5 | Dropped - Units whose status does not meet NEEDS criteria
Ormesa I | 50766 | OE12 | Geothermal | California | 0.5 | Dropped - Units whose status does not meet NEEDS criteria
Ormesa I | 50766 | OE13 | Geothermal | California | 0.7 | Dropped - Units whose status does not meet NEEDS criteria
Ormesa I | 50766 | OE14 | Geothermal | California | 0.5 | Dropped - Units whose status does not meet NEEDS criteria
Ormesa I | 50766 | OE15 | Geothermal | California | 0.5 | Dropped - Units whose status does not meet NEEDS criteria
Ormesa I | 50766 | OE16 | Geothermal | California | 0.7 | Dropped - Units whose status does not meet NEEDS criteria
Ormesa I | 50766 | OE2 | Geothermal | California | 0.7 | Dropped - Units whose status does not meet NEEDS criteria
Ormesa I | 50766 | OE21 | Geothermal | California | 0.5 | Dropped - Units whose status does not meet NEEDS criteria
Ormesa I | 50766 | OE22 | Geothermal | California | 0.5 | Dropped - Units whose status does not meet NEEDS criteria
Ormesa I | 50766 | OE24 | Geothermal | California | 0.5 | Dropped - Units whose status does not meet NEEDS criteria
Ormesa I | 50766 | OE25 | Geothermal | California | 0.5 | Dropped - Units whose status does not meet NEEDS criteria
Ormesa I | 50766 | OE27 | Geothermal | California | 0.9 | Dropped - Units whose status does not meet NEEDS criteria
Ormesa I | 50766 | OE28 | Geothermal | California | 0.9 | Dropped - Units whose status does not meet NEEDS criteria
Ormesa I | 50766 | OE3 | Geothermal | California | 0.9 | Dropped - Units whose status does not meet NEEDS criteria
Ormesa I | 50766 | OE4 | Geothermal | California | 0.7 | Dropped - Units whose status does not meet NEEDS criteria
Ormesa I | 50766 | OE5 | Geothermal | California | 1.1 | Dropped - Units whose status does not meet NEEDS criteria
Ormesa I | 50766 | OE6 | Geothermal | California | 1.1 | Dropped - Units whose status does not meet NEEDS criteria
Ormesa I | 50766 | OE7 | Geothermal | California | 0.7 | Dropped - Units whose status does not meet NEEDS criteria
Ormesa I | 50766 | OE8 | Geothermal | California | 0.7 | Dropped - Units whose status does not meet NEEDS criteria
Ormesa I | 50766 | OE9 | Geothermal | California | 0.7 | Dropped - Units whose status does not meet NEEDS criteria
Central Wayne Air Quality | 54804 | GEN1 | Municipal Solid Waste | Michigan | 20 | Dropped - Units whose status does not meet NEEDS criteria
South Main Street | 961 | S1 | O/G Steam | Illinois | 11.5 | Dropped - Units whose status does not meet NEEDS criteria
Gallatin #2 | 8017 | 7 | Combustion Turbine | Missouri | 1.6 | Dropped - Units whose status does not meet NEEDS criteria
Emory Hillandale Hospital | 56231 | 03 | Combustion Turbine | Georgia | 1.5 | Dropped - Units whose status does not meet NEEDS criteria
Mechanicville | 2584 | 1 | Hydro | New York | 0.8 | Dropped - Units whose status does not meet NEEDS criteria
Mechanicville | 2584 | 2 | Hydro | New York | 0.8 | Dropped - Units whose status does not meet NEEDS criteria
Mechanicville | 2584 | 3 | Hydro | New York | 0.8 | Dropped - Units whose status does not meet NEEDS criteria
Mechanicville | 2584 | 4 | Hydro | New York | 0.7 | Dropped - Units whose status does not meet NEEDS criteria
Mechanicville | 2584 | 5 | Hydro | New York | 0.7 | Dropped - Units whose status does not meet NEEDS criteria
Mechanicville | 2584 | 6 | Hydro | New York | 0.7 | Dropped - Units whose status does not meet NEEDS criteria
Mechanicville | 2584 | 7 | Hydro | New York | 0.7 | Dropped - Units whose status does not meet NEEDS criteria
Kodiak Microgrid | 6281 | 2 | Combustion Turbine | Alaska | 5.2 | Dropped - Units whose status does not meet NEEDS criteria
Heber City | 7111 | NA1 | Combustion Turbine | Utah | 0.6 | Dropped - Units whose status does not meet NEEDS criteria
Kannapolis Energy Partners | 10626 | GEN2 | Coal Steam | North Carolina | 7.5 | Dropped - Units whose status does not meet NEEDS criteria
Kannapolis Energy Partners | 10626 | GEN3 | Coal Steam | North Carolina | 9 | Dropped - Units whose status does not meet NEEDS criteria
Agawam Gate Station | 50381 | COGN | Combustion Turbine | Massachusetts | 0.4 | Dropped - Units whose status does not meet NEEDS criteria
Agawam Gate Station | 50381 | TURB | Combustion Turbine | Massachusetts | 1.5 | Dropped - Units whose status does not meet NEEDS criteria
LFG Energy | 52200 | GE53 | Landfill Gas | New York | 0.8 | Dropped - Units whose status does not meet NEEDS criteria
LFG Energy | 52200 | GE54 | Landfill Gas | New York | 0.8 | Dropped - Units whose status does not meet NEEDS criteria
LFG Energy | 52200 | GE55 | Landfill Gas | New York | 0.8 | Dropped - Units whose status does not meet NEEDS criteria
LFG Energy | 52200 | GE58 | Landfill Gas | New York | 0.8 | Dropped - Units whose status does not meet NEEDS criteria
LFG Energy | 52200 | S | Landfill Gas | New York | 0.8 | Dropped - Units whose status does not meet NEEDS criteria
International Paper Natchez Mill | 54094 | GEN1 | O/G Steam | Mississippi | 11 | Dropped - Units whose status does not meet NEEDS criteria
International Paper Natchez Mill | 54094 | GEN2 | O/G Steam | Mississippi | 9 | Dropped - Units whose status does not meet NEEDS criteria
International Paper Natchez Mill | 54094 | GEN3 | O/G Steam | Mississippi | 28.8 | Dropped - Units whose status does not meet NEEDS criteria
Eastsound | 3930 | 4 | Combustion Turbine | Washington | 0.4 | Dropped - Units whose status does not meet NEEDS criteria
Eastsound | 3930 | 5 | Combustion Turbine | Washington | 0.4 | Dropped - Units whose status does not meet NEEDS criteria
Selawik | 6341 | 1 | Combustion Turbine | Alaska | 0.3 | Dropped - Units whose status does not meet NEEDS criteria
Selawik | 6341 | 3 | Combustion Turbine | Alaska | 0.3 | Dropped - Units whose status does not meet NEEDS criteria
Heber City | 7111 | NA2 | Combustion Turbine | Utah | 0.6 | Dropped - Units whose status does not meet NEEDS criteria
Heber City | 7111 | NA4 | Combustion Turbine | Utah | 0.6 | Dropped - Units whose status does not meet NEEDS criteria
Bonnett | 7370 | CT1 | Geothermal | Utah | 7 | Dropped - Units whose status does not meet NEEDS criteria
Bonnett | 7370 | OEC1 | Geothermal | Utah | 0.7 | Dropped - Units whose status does not meet NEEDS criteria
Bonnett | 7370 | OEC2 | Geothermal | Utah | 0.7 | Dropped - Units whose status does not meet NEEDS criteria
Bonnett | 7370 | OEC3 | Geothermal | Utah | 0.7 | Dropped - Units whose status does not meet NEEDS criteria
Bonnett | 7370 | OEC4 | Geothermal | Utah | 0.7 | Dropped - Units whose status does not meet NEEDS criteria
ExxonMobil Baytown Refinery | 10436 | ST33 | O/G Steam | Texas | 7 | Dropped - Units whose status does not meet NEEDS criteria
Cherokee Plant | 52146 | 001 | O/G Steam | Pennsylvania | 2.5 | Dropped - Units whose status does not meet NEEDS criteria
PCS Nitrogen Fertilizer LP | 54226 | GEN1 | Combustion Turbine | Tennessee | 25 | Dropped - Units whose status does not meet NEEDS criteria
Junction | 4133 | 8 | Combustion Turbine | Wisconsin | 0.4 | Dropped - Units whose status does not meet NEEDS criteria
Kaukauna Diesels | 7793 | 2 | Combustion Turbine | Wisconsin | 2.2 | Dropped - Units whose status does not meet NEEDS criteria
Kaukauna Diesels | 7793 | 3 | Combustion Turbine | Wisconsin | 2.3 | Dropped - Units whose status does not meet NEEDS criteria
Kaukauna Diesels | 7793 | IC1 | Combustion Turbine | Wisconsin | 2.2 | Dropped - Units whose status does not meet NEEDS criteria
Ford Utilities Center | 50906 | 2 | O/G Steam | New Mexico | 1.4 | Dropped - Units whose status does not meet NEEDS criteria
Durgin & Crowell Lumber | 54870 | 0279 | Combustion Turbine | New Hampshire | 1.3 | Dropped - Units whose status does not meet NEEDS criteria
Wheeler Landfill Gas Recovery | 55073 | GEN3 | Landfill Gas | Indiana | 0.8 | Dropped - Units whose status does not meet NEEDS criteria
Riverside Canal Power | 334 | 1 | O/G Steam | California | 30 | Dropped - Units whose status does not meet NEEDS criteria
Riverside Canal Power | 334 | 2 | O/G Steam | California | 27 | Dropped - Units whose status does not meet NEEDS criteria
Riverside Canal Power | 334 | 3 | O/G Steam | California | 40 | Dropped - Units whose status does not meet NEEDS criteria
Riverside Canal Power | 334 | 4 | O/G Steam | California | 30 | Dropped - Units whose status does not meet NEEDS criteria
Blackstone Street | 1594 | 1 | O/G Steam | Massachusetts | 12.6 | Dropped - Units whose status does not meet NEEDS criteria
Harrisburg Facility | 10118 | GEN1 | Municipal Solid Waste | Pennsylvania | 16.7 | Dropped - Units whose status does not meet NEEDS criteria
Fort Bend Utilities | 10136 | ENGN | Combustion Turbine | Texas | 0.5 | Dropped - Units whose status does not meet NEEDS criteria
Fort Bend Utilities | 10136 | GEN1 | O/G Steam | Texas | 1.8 | Dropped - Units whose status does not meet NEEDS criteria
Fort Bend Utilities | 10136 | GEN2 | O/G Steam | Texas | 0.8 | Dropped - Units whose status does not meet NEEDS criteria
Fort Bend Utilities | 10136 | GEN3 | O/G Steam | Texas | 2.7 | Dropped - Units whose status does not meet NEEDS criteria
Geismar Plant | 50168 | GT01 | Combined Cycle | Louisiana | 40 | Dropped - Units whose status does not meet NEEDS criteria
Naval Hospital Medical Center | 50963 | 2TG | Combustion Turbine | California | 0.7 | Dropped - Units whose status does not meet NEEDS criteria
Naval Hospital Medical Center | 50963 | 3TG | Combustion Turbine | California | 0.7 | Dropped - Units whose status does not meet NEEDS criteria
Blacks Fork Gas Processing Plant | 55134 | GEN1 | Combustion Turbine | Wyoming | 0.4 | Dropped - Units whose status does not meet NEEDS criteria
Gulf Clean Energy Center | 641 | 1 | O/G Steam | Florida | 24 | Dropped - Units whose status does not meet NEEDS criteria
Burlington (KS) | 1266 | 3 | Combustion Turbine | Kansas | 0.8 | Dropped - Units whose status does not meet NEEDS criteria
Burlington (KS) | 1266 | 4 | Combustion Turbine | Kansas | 0.2 | Dropped - Units whose status does not meet NEEDS criteria
Claude Vandyke | 1880 | 5 | Combustion Turbine | Michigan | 3 | Dropped - Units whose status does not meet NEEDS criteria
Galena Electric Utility | 7437 | 4 | Combustion Turbine | Alaska | 0.7 | Dropped - Units whose status does not meet NEEDS criteria
Archer Daniels Midland Fredonia | 10857 | GEN1 | Combustion Turbine | Kansas | 2.5 | Dropped - Units whose status does not meet NEEDS criteria
Archer Daniels Midland Fredonia | 10857 | GEN2 | Combustion Turbine | Kansas | 1 | Dropped - Units whose status does not meet NEEDS criteria
Archer Daniels Midland Fredonia | 10857 | GEN3 | Combustion Turbine | Kansas | 0.4 | Dropped - Units whose status does not meet NEEDS criteria
Naval Hospital Medical Center | 50963 | 1TG | Combustion Turbine | California | 0.7 | Dropped - Units whose status does not meet NEEDS criteria
Buffalo Paperboard | 54722 | 1 | O/G Steam | New York | 1.4 | Dropped - Units whose status does not meet NEEDS criteria
J Woodruff | 690 | 1 | Hydro | Florida | 10 | Dropped - Units whose status does not meet NEEDS criteria
Auglaize Hydro | 7657 | 3 | Hydro | Ohio | 1.3 | Dropped - Units whose status does not meet NEEDS criteria
Freeport Energy | 52120 | G-42 | Combined Cycle | Texas | 46 | Dropped - Units whose status does not meet NEEDS criteria
Avon Energy Partners LLC | 55768 | CH3 | Landfill Gas | Illinois | 0.9 | Dropped - Units whose status does not meet NEEDS criteria
La Junta | 506 | 1 | Combustion Turbine | Colorado | 0.5 | Dropped - Units whose status does not meet NEEDS criteria
La Junta | 506 | 5 | Combustion Turbine | Colorado | 1.1 | Dropped - Units whose status does not meet NEEDS criteria
Hookers Point | 647 | 1 | O/G Steam | Florida | 20 | Dropped - Units whose status does not meet NEEDS criteria
Hookers Point | 647 | 2 | O/G Steam | Florida | 20 | Dropped - Units whose status does not meet NEEDS criteria
Hookers Point | 647 | 3 | O/G Steam | Florida | 20 | Dropped - Units whose status does not meet NEEDS criteria
Hookers Point | 647 | 4 | O/G Steam | Florida | 30 | Dropped - Units whose status does not meet NEEDS criteria
Hookers Point | 647 | 5 | O/G Steam | Florida | 67 | Dropped - Units whose status does not meet NEEDS criteria
Larsen Memorial | 675 | 6 | O/G Steam | Florida | 24 | Dropped - Units whose status does not meet NEEDS criteria
Dinner Lake | 747 | 1 | O/G Steam | Florida | 11 | Dropped - Units whose status does not meet NEEDS criteria
Bloom | 865 | 331 | Combustion Turbine | Illinois | 11.2 | Dropped - Units whose status does not meet NEEDS criteria
Bloom | 865 | 332 | Combustion Turbine | Illinois | 13.5 | Dropped - Units whose status does not meet NEEDS criteria
Bloom | 865 | 333 | Combustion Turbine | Illinois | 12.7 | Dropped - Units whose status does not meet NEEDS criteria
Bloom | 865 | 334 | Combustion Turbine | Illinois | 11.4 | Dropped - Units whose status does not meet NEEDS criteria
Bloom | 865 | 341 | Combustion Turbine | Illinois | 13.7 | Dropped - Units whose status does not meet NEEDS criteria
Bloom | 865 | 342 | Combustion Turbine | Illinois | 13.7 | Dropped - Units whose status does not meet NEEDS criteria
Bloom | 865 | 343 | Combustion Turbine | Illinois | 11.9 | Dropped - Units whose status does not meet NEEDS criteria
Bloom | 865 | 344 | Combustion Turbine | Illinois | 12.3 | Dropped - Units whose status does not meet NEEDS criteria
Breese | 934 | ST2 | O/G Steam | Illinois | 2 | Dropped - Units whose status does not meet NEEDS criteria
Anita | 1123 | 1 | Combustion Turbine | Iowa | 0.1 | Dropped - Units whose status does not meet NEEDS criteria
Coggon | 1132 | 3 | Combustion Turbine | Iowa | 0.2 | Dropped - Units whose status does not meet NEEDS criteria
Sanborn | 1182 | 1 | Combustion Turbine | Iowa | 0.2 | Dropped - Units whose status does not meet NEEDS criteria
Sanborn | 1182 | 2 | Combustion Turbine | Iowa | 0.2 | Dropped - Units whose status does not meet NEEDS criteria
Sanborn | 1182 | 3 | Combustion Turbine | Iowa | 0.5 | Dropped - Units whose status does not meet NEEDS criteria
Sanborn | 1182 | 4 | Combustion Turbine | Iowa | 0.6 | Dropped - Units whose status does not meet NEEDS criteria
Roseau | 2010 | 1 | Combustion Turbine | Minnesota | 1.3 | Dropped - Units whose status does not meet NEEDS criteria
Roseau | 2010 | 2 | Combustion Turbine | Minnesota | 1.1 | Dropped - Units whose status does not meet NEEDS criteria
Roseau | 2010 | 3 | Combustion Turbine | Minnesota | 0.5 | Dropped - Units whose status does not meet NEEDS criteria
Port Washington Generating Station | 4040 | 4 | Coal Steam | Wisconsin | 80 | Dropped - Units whose status does not meet NEEDS criteria
Port Washington Generating Station | 4040 | 6 | Combustion Turbine | Wisconsin | 17 | Dropped - Units whose status does not meet NEEDS criteria
NSB Atqasuk Utility | 7482 | PG1 | Combustion Turbine | Alaska | 0.2 | Dropped - Units whose status does not meet NEEDS criteria
NSB Wainwright Utility | 7488 | PG4 | Combustion Turbine | Alaska | 0.3 | Dropped - Units whose status does not meet NEEDS criteria
Starwood Hotels Resorts | 50238 | GEN3 | Combustion Turbine | Arizona | 0.3 | Dropped - Units whose status does not meet NEEDS criteria
South Florida Cogen Associates | 50369 | GEN1 | Combined Cycle | Florida | 19.9 | Dropped - Units whose status does not meet NEEDS criteria
South Florida Cogen Associates | 50369 | GEN2 | Combined Cycle | Florida | 8 | Dropped - Units whose status does not meet NEEDS criteria
Freeport Energy | 52120 | G-31 | Combined Cycle | Texas | 50 | Dropped - Units whose status does not meet NEEDS criteria
U S Alliance Coosa Pines | 54216 | AOW3 | Coal Steam | Alabama | 4.7 | Dropped - Units whose status does not meet NEEDS criteria
Archer Daniels Midland Taylorville | 54312 | GEN1 | Combustion Turbine | Illinois | 4 | Dropped - Units whose status does not meet NEEDS criteria
Amalgamated Sugar LLC Nampa | 54690 | 500 | O/G Steam | Idaho | 0.5 | Dropped - Units whose status does not meet NEEDS criteria
Crestwood Dothan | 54985 | P83 | O/G Steam | Alabama | 4.2 | Dropped - Units whose status does not meet NEEDS criteria
West Phoenix | 117 | 4 | O/G Steam | Arizona | 33.3 | Dropped - Units whose status does not meet NEEDS criteria
West Phoenix | 117 | 5 | O/G Steam | Arizona | 12 | Dropped - Units whose status does not meet NEEDS criteria
West Phoenix | 117 | 6 | O/G Steam | Arizona | 63 | Dropped - Units whose status does not meet NEEDS criteria
El Segundo Power | 330 | 1 | O/G Steam | California | 145.3 | Dropped - Units whose status does not meet NEEDS criteria
El Segundo Power | 330 | 2 | O/G Steam | California | 145.3 | Dropped - Units whose status does not meet NEEDS criteria
Mountainview Generating Station | 358 | 1 | O/G Steam | California | 60 | Dropped - Units whose status does not meet NEEDS criteria
Mountainview Generating Station | 358 | 2 | O/G Steam | California | 60 | Dropped - Units whose status does not meet NEEDS criteria
Broadway (CA) | 420 | B1 | O/G Steam | California | 45 | Dropped - Units whose status does not meet NEEDS criteria
Broadway (CA) | 420 | B2 | O/G Steam | California | 45 | Dropped - Units whose status does not meet NEEDS criteria
Arapahoe | 465 | 1 | Coal Steam | Colorado | 45 | Dropped - Units whose status does not meet NEEDS criteria
Arapahoe | 465 | 2 | Coal Steam | Colorado | 45 | Dropped - Units whose status does not meet NEEDS criteria
Holly | 502 | 1 | Combustion Turbine | Colorado | 0.2 | Dropped - Units whose status does not meet NEEDS criteria
Holly | 502 | 2 | Combustion Turbine | Colorado | 0.2 | Dropped - Units whose status does not meet NEEDS criteria
Arkwright | 699 | 3 | Coal Steam | Georgia | 42 | Dropped - Units whose status does not meet NEEDS criteria
Arkwright | 699 | 5A | Combustion Turbine | Georgia | 13 | Dropped - Units whose status does not meet NEEDS criteria
Arkwright | 699 | 5B | Combustion Turbine | Georgia | 13 | Dropped - Units whose status does not meet NEEDS criteria
Arkwright | 699 | ST1 | O/G Steam | Georgia | 41 | Dropped - Units whose status does not meet NEEDS criteria
Arkwright | 699 | ST2 | O/G Steam | Georgia | 41 | Dropped - Units whose status does not meet NEEDS criteria
Mitchell (GA) | 727 | 2 | Coal Steam | Georgia | 20 | Dropped - Units whose status does not meet NEEDS criteria
Puueo | 771 | 2 | Hydro | Hawaii | 1.7 | Dropped - Units whose status does not meet NEEDS criteria
Venice | 913 | 3 | O/G Steam | Illinois | 82 | Dropped - Units whose status does not meet NEEDS criteria
Venice | 913 | 4 | O/G Steam | Illinois | 82 | Dropped - Units whose status does not meet NEEDS criteria
Venice | 913 | 5 | O/G Steam | Illinois | 86 | Dropped - Units whose status does not meet NEEDS criteria
Venice | 913 | 6 | O/G Steam | Illinois | 86 | Dropped - Units whose status does not meet NEEDS criteria
Fort Halifax | 1490 | FH1 | Hydro | Maine | 0.9 | Dropped - Units whose status does not meet NEEDS criteria
Fort Halifax | 1490 | FH2 | Hydro | Maine | 0.9 | Dropped - Units whose status does not meet NEEDS criteria
Coldwater | 1819 | 1 | Combustion Turbine | Michigan | 0.7 | Dropped - Units whose status does not meet NEEDS criteria
Bayside | 1859 | 1 | Coal Steam | Michigan | 3.1 | Dropped - Units whose status does not meet NEEDS criteria
Bayside | 1859 | 3 | Coal Steam | Michigan | 9.5 | Dropped - Units whose status does not meet NEEDS criteria
Bayside | 1859 | 4 | Coal Steam | Michigan | 13.7 | Dropped - Units whose status does not meet NEEDS criteria
Princeton (MN) | 2005 | 1 | Combustion Turbine | Minnesota | 0.1 | Dropped - Units whose status does not meet NEEDS criteria
Princeton (MN) | 2005 | 2 | Combustion Turbine | Minnesota | 0.1 | Dropped - Units whose status does not meet NEEDS criteria
Springfield (MN) | 2012 | 4 | O/G Steam | Minnesota | 3.7 | Dropped - Units whose status does not meet NEEDS criteria
La Plata | 2140 | 5 | Combustion Turbine | Missouri | 0.8 | Dropped - Units whose status does not meet NEEDS criteria
FirstEnergy Ashtabula | 2835 | 6 | Coal Steam | Ohio | 44 | Dropped - Units whose status does not meet NEEDS criteria
FirstEnergy Ashtabula | 2835 | 7 | Coal Steam | Ohio | 44 | Dropped - Units whose status does not meet NEEDS criteria
FirstEnergy Ashtabula | 2835 | 8 | Coal Steam | Ohio | 44 | Dropped - Units whose status does not meet NEEDS criteria
FirstEnergy Ashtabula | 2835 | 9 | Coal Steam | Ohio | 44 | Dropped - Units whose status does not meet NEEDS criteria
F R Phillips | 3099 | 1 | Coal Steam | Pennsylvania | 58 | Dropped - Units whose status does not meet NEEDS criteria
F R Phillips | 3099 | 2 | Coal Steam | Pennsylvania | 59 | Dropped - Units whose status does not meet NEEDS criteria
F R Phillips | 3099 | 3 | Coal Steam | Pennsylvania | 59 | Dropped - Units whose status does not meet NEEDS criteria
F R Phillips | 3099 | 4 | Coal Steam | Pennsylvania | 134 | Dropped - Units whose status does not meet NEEDS criteria
FirstEnergy Mitchell Power Station | 3181 | 1 | O/G Steam | Pennsylvania | 82 | Dropped - Units whose status does not meet NEEDS criteria
E S Joslin | 3436 | 1 | O/G Steam | Texas | 254 | Dropped - Units whose status does not meet NEEDS criteria
Hydro III | 3675 | IC1 | Combustion Turbine | Utah | 0.6 | Dropped - Units whose status does not meet NEEDS criteria
Logan City | 4251 | IC2 | Combustion Turbine | Utah | 0.1 | Dropped - Units whose status does not meet NEEDS criteria
Logan City | 4251 | IC3 | Combustion Turbine | Utah | 0.1 | Dropped - Units whose status does not meet NEEDS criteria
Logan City | 4251 | IC4 | Combustion Turbine | Utah | 0.1 | Dropped - Units whose status does not meet NEEDS criteria
Logan City | 4251 | IC5A | Combustion Turbine | Utah | 1.1 | Dropped - Units whose status does not meet NEEDS criteria
Logan City | 4251 | IC5B | Combustion Turbine | Utah | 1.1 | Dropped - Units whose status does not meet NEEDS criteria
Logan City | 4251 | IC6 | Combustion Turbine | Utah | 2.2 | Dropped - Units whose status does not meet NEEDS criteria
Lakefield Utilities | 7415 | 1 | Combustion Turbine | Minnesota | 0.2 | Dropped - Units whose status does not meet NEEDS criteria
Lakefield Utilities | 7415 | 2 | Combustion Turbine | Minnesota | 0.3 | Dropped - Units whose status does not meet NEEDS criteria
Lakefield Utilities | 7415 | 3 | Combustion Turbine | Minnesota | 0.5 | Dropped - Units whose status does not meet NEEDS criteria
Lakefield Utilities | 7415 | 4 | Combustion Turbine | Minnesota | 0.8 | Dropped - Units whose status does not meet NEEDS criteria
Siskiyou Forest Products | 10037 | GEN1 | Biomass | California | 6.3 | Dropped - Units whose status does not meet NEEDS criteria
Lihue Plantation Ltd | 10073 | GEN1 | Biomass | Hawaii | 20.2 | Dropped - Units whose status does not meet NEEDS criteria
Lihue Plantation Ltd | 10073 | GEN2 | Hydro | Hawaii | 0.5 | Dropped - Units whose status does not meet NEEDS criteria
Lihue Plantation Ltd | 10073 | GEN3 | Hydro | Hawaii | 0.8 | Dropped - Units whose status does not meet NEEDS criteria
Total Energy Facilities | 10091 | GEN2 | Non-Fossil Waste | California | 8 | Dropped - Units whose status does not meet NEEDS criteria
Ticona Polymers Inc | 10243 | GEN1 | Combustion Turbine | Texas | 1.4 | Dropped - Units whose status does not meet NEEDS criteria
Ticona Polymers Inc | 10243 | GEN2 | Combustion Turbine | Texas | 1.4 | Dropped - Units whose status does not meet NEEDS criteria
Ticona Polymers Inc | 10243 | GEN3 | Combustion Turbine | Texas | 1.6 | Dropped - Units whose status does not meet NEEDS criteria
Ticona Polymers Inc | 10243 | GEN4 | Combined Cycle | Texas | 5.7 | Dropped - Units whose status does not meet NEEDS criteria
Red Shield Envir Old Town Facility | 10700 | TG1 | O/G Steam | Maine | 3.3 | Dropped - Units whose status does not meet NEEDS criteria
San Diego State University | 50061 | GEN1 | Combined Cycle | California | 2.9 | Dropped - Units whose status does not meet NEEDS criteria
New Hanover County WASTEC | 50271 | 2BP | Municipal Solid Waste | North Carolina | 0.1 | Dropped - Units whose status does not meet NEEDS criteria
University of Michigan | 50431 | TG2 | O/G Steam | Michigan | 3.7 | Dropped - Units whose status does not meet NEEDS criteria
Louisiana Tech University Power Plant | 54240 | TG1 | O/G Steam | Louisiana | 2.5 | Dropped - Units whose status does not meet NEEDS criteria
Bayville Central Facility | 54569 | SBG1 | Combustion Turbine | New Jersey | 0.6 | Dropped - Units whose status does not meet NEEDS criteria
Astoria Gas Turbines | 55243 | 9 | Combustion Turbine | New York | 0 | Dropped - Units whose status does not meet NEEDS criteria
AES Greystone | 55519 | CTG1 | Combustion Turbine | Tennessee | 156 | Dropped - Units whose status does not meet NEEDS criteria
AES Greystone | 55519 | CTG2 | Combustion Turbine | Tennessee | 156 | Dropped - Units whose status does not meet NEEDS criteria
AES Greystone | 55519 | CTG3 | Combustion Turbine | Tennessee | 156 | Dropped - Units whose status does not meet NEEDS criteria
Naval Station | 306 | NSGT | Combustion Turbine | California | 20 | Dropped - Units whose status does not meet NEEDS criteria
North Island | 307 | NIG1 | Combustion Turbine | California | 17 | Dropped - Units whose status does not meet NEEDS criteria
North Island | 307 | NIG2 | Combustion Turbine | California | 17 | Dropped - Units whose status does not meet NEEDS criteria
Grayson | 377 | 7 | Combustion Turbine | California | 20 | Dropped - Units whose status does not meet NEEDS criteria
Burlington (KS) | 1266 | 1 | Combustion Turbine | Kansas | 0.2 | Dropped - Units whose status does not meet NEEDS criteria
New Boston Generating Station | 1589 | 2 | O/G Steam | Massachusetts | 352 | Dropped - Units whose status does not meet NEEDS criteria
Naval Training Center | 6707 | NTCG | Combustion Turbine | California | 13 | Dropped - Units whose status does not meet NEEDS criteria
NSB Point Lay Utility | 7486 | PG4 | Combustion Turbine | Alaska | 0.2 | Dropped - Units whose status does not meet NEEDS criteria
CIP II/AR Bridgewater Holdings - NJCOE | 10122 | 01 | Combustion Turbine | New Jersey | 2.7 | Dropped - Units whose status does not meet NEEDS criteria
California Institute of Technology | 10262 | GEN1 | Combined Cycle | California | 1 | Dropped - Units whose status does not meet NEEDS criteria
California Institute of Technology | 10262 | GEN2 | Combined Cycle | California | 4.3 | Dropped - Units whose status does not meet NEEDS criteria
Sea World of Calif 4160 V Cogen System | 50165 | 1 | Combustion Turbine | California | 0.6 | Dropped - Units whose status does not meet NEEDS criteria
Sea World of Calif 4160 V Cogen System | 50165 | 2 | Combustion Turbine | California | 0.6 | Dropped - Units whose status does not meet NEEDS criteria
Sea World of Calif 4160 V Cogen System | 50165 | 3 | Combustion Turbine | California | 0.6 | Dropped - Units whose status does not meet NEEDS criteria
Sea World of Calif 4160 V Cogen System | 50165 | 4 | Combustion Turbine | California | 0.6 | Dropped - Units whose status does not meet NEEDS criteria
ExxonMobil Garden City Gas Plant | 50728 | 1 | O/G Steam | Louisiana | 0.6 | Dropped - Units whose status does not meet NEEDS criteria
ExxonMobil Garden City Gas Plant | 50728 | 2 | O/G Steam | Louisiana | 0.6 | Dropped - Units whose status does not meet NEEDS criteria
ExxonMobil Garden City Gas Plant | 50728 | 3 | O/G Steam | Louisiana | 0.6 | Dropped - Units whose status does not meet NEEDS criteria
ExxonMobil Garden City Gas Plant | 50728 | 4 | Combustion Turbine | Louisiana | 0.7 | Dropped - Units whose status does not meet NEEDS criteria
ExxonMobil Garden City Gas Plant | 50728 | 5 | Combustion Turbine | Louisiana | 0.1 | Dropped - Units whose status does not meet NEEDS criteria
Plaquemine Operations | 52005 | GEN1 | Combined Cycle | Louisiana | 49 | Dropped - Units whose status does not meet NEEDS criteria
Plaquemine Operations | 52005 | GEN2 | Combined Cycle | Louisiana | 49 | Dropped - Units whose status does not meet NEEDS criteria
AES Huntington Beach LLC | 335 | 5 | Combustion Turbine | California | 133 | Dropped - Units whose status does not meet NEEDS criteria
Harbor | 399 | GT6 | Combustion Turbine | California | 19 | Dropped - Units whose status does not meet NEEDS criteria
Harbor | 399 | GT7 | Combustion Turbine | California | 19 | Dropped - Units whose status does not meet NEEDS criteria
North Ninth Street | 960 | 5 | Combustion Turbine | Illinois | 0.8 | Dropped - Units whose status does not meet NEEDS criteria
FirstEnergy Edgewater | 2857 | 4 | O/G Steam | Ohio | 100 | Dropped - Units whose status does not meet NEEDS criteria
International Paper Hudson River Mill | 54088 | GEN1 | O/G Steam | New York | 25 | Dropped - Units whose status does not meet NEEDS criteria
Longview Fibre | 54562 | 8 | Combustion Turbine | Washington | 60 | Dropped - Units whose status does not meet NEEDS criteria
Western Sugar Bayard | 54955 | 1 | O/G Steam | Nebraska | 1.4 | Dropped - Units whose status does not meet NEEDS criteria
Paragould | 192 | 5 | Combustion Turbine | Arkansas | 0.8 | Dropped - Units whose status does not meet NEEDS criteria
Magnolia | 375 | M2 | Combined Cycle | California | 10 | Dropped - Units whose status does not meet NEEDS criteria
Westbrook | 2021 | 4 | Combustion Turbine | Minnesota | 0.6 | Dropped - Units whose status does not meet NEEDS criteria
Arbuckle | 2947 | 1 | O/G Steam | Oklahoma | 74 | Dropped - Units whose status does not meet NEEDS criteria
Warren | 3132 | 1 | Coal Steam | Pennsylvania | 41 | Dropped - Units whose status does not meet NEEDS criteria
Warren | 3132 | 2 | Coal Steam | Pennsylvania | 41 | Dropped - Units whose status does not meet NEEDS criteria
Newark Atlantic Paperboard | 10454 | 1 | O/G Steam | Massachusetts | 3 | Dropped - Units whose status does not meet NEEDS criteria
Hawaiian Comm & Sugar Puunene Mill | 10604 | PAI2 | Biomass | Hawaii | 4 | Dropped - Units whose status does not meet NEEDS criteria
Hawaiian Comm & Sugar Puunene Mill | 10604 | PAI3 | Biomass | Hawaii | 12 | Dropped - Units whose status does not meet NEEDS criteria
Koppers Chicago Plant | 10732 | GEN1 | Non-Fossil Waste | Illinois | 5 | Dropped - Units whose status does not meet NEEDS criteria
Smurfit Stone Los Angeles Mill | 54692 | 1 | Combustion Turbine | California | 43.4 | Dropped - Units whose status does not meet NEEDS criteria
Pierce Power Station | 55704 | 1 | Combustion Turbine | Washington | 18.7 | Dropped - Units whose status does not meet NEEDS criteria
Pierce Power Station | 55704 | 2 | Combustion Turbine | Washington | 18.7 | Dropped - Units whose status does not meet NEEDS criteria
Pierce Power Station | 55704 | 3 | Combustion Turbine | Washington | 18.7 | Dropped - Units whose status does not meet NEEDS criteria
Pierce Power Station | 55704 | 4 | Combustion Turbine | Washington | 18.7 | Dropped - Units whose status does not meet NEEDS criteria
Pierce Power Station | 55704 | 5 | Combustion Turbine | Washington | 18.7 | Dropped - Units whose status does not meet NEEDS criteria
Pierce Power Station | 55704 | 6 | Combustion Turbine | Washington | 18.7 | Dropped - Units whose status does not meet NEEDS criteria
Pierce Power Station | 55704 | 7 | Combustion Turbine | Washington | 18.7 | Dropped - Units whose status does not meet NEEDS criteria
Maquoketa 1 | 1162 | 1 | Combustion Turbine | Iowa | 1 | Dropped - Units whose status does not meet NEEDS criteria
Frank Jenkins | 1851 | 3 | Combustion Turbine | Michigan | 0.3 | Dropped - Units whose status does not meet NEEDS criteria
International Paper Savanna Mill | 50398 | GEN5 | Biomass | Georgia | 7 | Dropped - Units whose status does not meet NEEDS criteria
Growgen | 50745 | GEN1 | Combined Cycle | California | 22 | Dropped - Units whose status does not meet NEEDS criteria
Growgen | 50745 | GEN2 | Combined Cycle | California | 6 | Dropped - Units whose status does not meet NEEDS criteria
Coidgen | 50746 | GEN1 | Combined Cycle | California | 22 | Dropped - Units whose status does not meet NEEDS criteria
Coidgen | 50746 | GEN2 | Combined Cycle | California | 6 | Dropped - Units whose status does not meet NEEDS criteria
Arkwright | 699 | 4 | Coal Steam | Georgia | 44 | Dropped - Units whose status does not meet NEEDS criteria
Atkinson | 700 | 3 | O/G Steam | Georgia | 65 | Dropped - Units whose status does not meet NEEDS criteria
Atkinson | 700 | 4 | O/G Steam | Georgia | 62 | Dropped - Units whose status does not meet NEEDS criteria
Atkinson | 700 | ST2 | O/G Steam | Georgia | 55 | Dropped - Units whose status does not meet NEEDS criteria
Mitchell (GA) | 727 | 1 | Coal Steam | Georgia | 20 | Dropped - Units whose status does not meet NEEDS criteria
Floydada | 3573 | 2 | Combustion Turbine | Texas | 1 | Dropped - Units whose status does not meet NEEDS criteria
Floydada | 3573 | 3 | Combustion Turbine | Texas | 1 | Dropped - Units whose status does not meet NEEDS criteria
Floydada | 3573 | 4 | Combustion Turbine | Texas | 0.9 | Dropped - Units whose status does not meet NEEDS criteria
Floydada | 3573 | 5 | Combustion Turbine | Texas | 0.9 | Dropped - Units whose status does not meet NEEDS criteria
Floydada | 3573 | 6 | Combustion Turbine | Texas | 1.4 | Dropped - Units whose status does not meet NEEDS criteria
Kraft Foods Atlantic Gelatin | 50425 | GEN1 | O/G Steam | Massachusetts | 2.5 | Dropped - Units whose status does not meet NEEDS criteria
Algona | 1120 | 5 | Combustion Turbine | Iowa | 1.1 | Dropped - Units whose status does not meet NEEDS criteria
Dayton (IA) | 1135 | 4 | Combustion Turbine | Iowa | 0.1 | Dropped - Units whose status does not meet NEEDS criteria
Black Dog | 1904 | 1 | Coal Steam | Minnesota | 71.7 | Dropped - Units whose status does not meet NEEDS criteria
Aitkin | 1957 | 1 | Combustion Turbine | Minnesota | 0.9 | Dropped - Units whose status does not meet NEEDS criteria
Aitkin | 1957 | 5 | Combustion Turbine | Minnesota | 0.7 | Dropped - Units whose status does not meet NEEDS criteria
Aitkin | 1957 | 6 | Combustion Turbine | Minnesota | 1 | Dropped - Units whose status does not meet NEEDS criteria
Kamin LLC Wrens Plant | 54880 | TUR1 | Combustion Turbine | Georgia | 0.9 | Dropped - Units whose status does not meet NEEDS criteria
Peru (IL) | 955 | 4 | O/G Steam | Illinois | 8.6 | Dropped - Units whose status does not meet NEEDS criteria
Maquoketa 1 | 1162 | 2 | Combustion Turbine | Iowa | 0.6 | Dropped - Units whose status does not meet NEEDS criteria
Sutherland IC | 2306 | 3 | Combustion Turbine | Nebraska | 0.1 | Dropped - Units whose status does not meet NEEDS criteria
Schweitzer Mauduit International | 10044 | 1 | O/G Steam | New Jersey | 0.8 | Dropped - Units whose status does not meet NEEDS criteria
International Paper Erie Mill | 10628 | GEN4 | Coal Steam | Pennsylvania | 3.8 | Dropped - Units whose status does not meet NEEDS criteria
International Paper Erie Mill | 10628 | GEN6 | Coal Steam | Pennsylvania | 7 | Dropped - Units whose status does not meet NEEDS criteria
International Paper Erie Mill | 10628 | GEN7 | Coal Steam | Pennsylvania | 17.8 | Dropped - Units whose status does not meet NEEDS criteria
International Paper Erie Mill | 10628 | GEN8 | Coal Steam | Pennsylvania | 13.1 | Dropped - Units whose status does not meet NEEDS criteria
Nashville Thermal Transfer | 50209 | GEN1 | Municipal Solid Waste | Tennessee | 6.7 | Dropped - Units whose status does not meet NEEDS criteria
Valero Refining Texas City | 52013 | GEN1 | Combustion Turbine | Texas | 3.6 | Dropped - Units whose status does not meet NEEDS criteria
Algona | 1120 | 4 | Combustion Turbine | Iowa | 0.8 | Dropped - Units whose status does not meet NEEDS criteria
Essential Power Massachusetts LLC | 1642 | WS1 | O/G Steam | Massachusetts | 47.4 | Dropped - Units whose status does not meet NEEDS criteria
Essential Power Massachusetts LLC | 1642 | WS2 | O/G Steam | Massachusetts | 47.4 | Dropped - Units whose status does not meet NEEDS criteria
Kodiak Microgrid | 6281 | 7 | Combustion Turbine | Alaska | 2 | Dropped - Units whose status does not meet NEEDS criteria
Kodiak Microgrid | 6281 | 8 | Combustion Turbine | Alaska | 2 | Dropped - Units whose status does not meet NEEDS criteria
Kodiak Microgrid | 6281 | 9 | Combustion Turbine | Alaska | 2 | Dropped - Units whose status does not meet NEEDS criteria
Shishmaref | 6345 | 3 | Combustion Turbine | Alaska | 0.3 | Dropped - Units whose status does not meet NEEDS criteria
Lake Park | 1153 | 1 | Combustion Turbine | Iowa | 0.5 | Dropped - Units whose status does not meet NEEDS criteria
Lake Park | 1153 | 2 | Combustion Turbine | Iowa | 0.8 | Dropped - Units whose status does not meet NEEDS criteria
Burlingame | 1265 | 2 | Combustion Turbine | Kansas | 0.4 | Dropped - Units whose status does not meet NEEDS criteria
Webster IC | 3348 | 1 | Combustion Turbine | South Dakota | 0.8 | Dropped - Units whose status does not meet NEEDS criteria
Possum Point | 3804 | 1 | O/G Steam | Virginia | 74 | Dropped - Units whose status does not meet NEEDS criteria
Possum Point | 3804 | 2 | O/G Steam | Virginia | 69 | Dropped - Units whose status does not meet NEEDS criteria
Geismar Plant | 50168 | TU01 | Combined Cycle | Louisiana | 20 | Dropped - Units whose status does not meet NEEDS criteria
International Paper Lock Haven Mill | 54089 | GEN1 | Coal Steam | Pennsylvania | 4.7 | Dropped - Units whose status does not meet NEEDS criteria
International Paper Lock Haven Mill | 54089 | GEN3 | Coal Steam | Pennsylvania | 4.7 | Dropped - Units whose status does not meet NEEDS criteria
International Paper Lock Haven Mill | 54089 | GEN4 | Coal Steam | Pennsylvania | 23.1 | Dropped - Units whose status does not meet NEEDS criteria
Kapaa Hawaii | 54405 | 1 | Landfill Gas | Hawaii | 2.2 | Dropped - Units whose status does not meet NEEDS criteria
Magnolia | 375 | M3 | O/G Steam | California | 20 | Dropped - Units whose status does not meet NEEDS criteria
Magnolia | 375 | M4 | O/G Steam | California | 30 | Dropped - Units whose status does not meet NEEDS criteria
Julesburg | 504 | 2 | Combustion Turbine | Colorado | 0.7 | Dropped - Units whose status does not meet NEEDS criteria
J Woodruff | 690 | 2 | Hydro | Florida | 10 | Dropped - Units whose status does not meet NEEDS criteria
Red Cloud | 2299 | 1 | Combustion Turbine | Nebraska | 0.5 | Dropped - Units whose status does not meet NEEDS criteria
Consumer Operations LLC | 10360 | GEN1 | Coal Steam | Wisconsin | 1.4 | Dropped - Units whose status does not meet NEEDS criteria
Consumer Operations LLC | 10360 | GEN2 | Coal Steam | Wisconsin | 2.8 | Dropped - Units whose status does not meet NEEDS criteria
Consumer Operations LLC | 10360 | GEN3 | Coal Steam | Wisconsin | 2.8 | Dropped - Units whose status does not meet NEEDS criteria
Consumer Operations LLC | 10360 | GEN4 | Coal Steam | Wisconsin | 2.3 | Dropped - Units whose status does not meet NEEDS criteria
Geneva Steel | 10778 | GEN1 | Coal Steam | Utah | 50 | Dropped - Units whose status does not meet NEEDS criteria
Paragould | 192 | 1 | Combustion Turbine | Arkansas | 0.4 | Dropped - Units whose status does not meet NEEDS criteria
Paragould | 192 | 2 | Combustion Turbine | Arkansas | 1.1 | Dropped - Units whose status does not meet NEEDS criteria
Paragould | 192 | 4 | Combustion Turbine | Arkansas | 0.8 | Dropped - Units whose status does not meet NEEDS criteria
Paragould | 192 | 6 | Combustion Turbine | Arkansas | 1 | Dropped - Units whose status does not meet NEEDS criteria
Mt Pleasant | 1166 | D | Combustion Turbine | Iowa | 1 | Dropped - Units whose status does not meet NEEDS criteria
Villisca Municipal Power Plant | 1193 | 1 | Combustion Turbine | Iowa | 0.8 | Dropped - Units whose status does not meet NEEDS criteria
Villisca Municipal Power Plant | 1193 | 2 | Combustion Turbine | Iowa | 0.3 | Dropped - Units whose status does not meet NEEDS criteria
Villisca Municipal Power Plant | 1193 | 3 | Combustion Turbine | Iowa | 0.3 | Dropped - Units whose status does not meet NEEDS criteria
Villisca Municipal Power Plant | 1193 | 4 | Combustion Turbine | Iowa | 0.6 | Dropped - Units whose status does not meet NEEDS criteria
Pineville | 1360 | 3 | Coal Steam | Kentucky | 32 | Dropped - Units whose status does not meet NEEDS criteria
George Johnson | 1877 | 1 | Combustion Turbine | Michigan | 0.7 | Dropped - Units whose status does not meet NEEDS criteria
George Johnson | 1877 | 2 | Combustion Turbine | Michigan | 0.7 | Dropped - Units whose status does not meet NEEDS criteria
George Johnson | 1877 | 3 | Combustion Turbine | Michigan | 1.2 | Dropped - Units whose status does not meet NEEDS criteria
George Johnson | 1877 | 4 | Combustion Turbine | Michigan | 2.5 | Dropped - Units whose status does not meet NEEDS criteria
George Johnson | 1877 | 5 | Combustion Turbine | Michigan | 2.5 | Dropped - Units whose status does not meet NEEDS criteria
George Johnson | 1877 | 6 | Combustion Turbine | Michigan | 2.5 | Dropped - Units whose status does not meet NEEDS criteria
Scottville | 1879 | 4 | Combustion Turbine | Michigan | 1.1 | Dropped - Units whose status does not meet NEEDS criteria
Scottville | 1879 | 5 | Combustion Turbine | Michigan | 1.1 | Dropped - Units whose status does not meet NEEDS criteria
Scottville | 1879 | 6 | Combustion Turbine | Michigan | 1.7 | Dropped - Units whose status does not meet NEEDS criteria
Luverne | 1990 | 3 | O/G Steam | Minnesota | 3 | Dropped - Units whose status does not meet NEEDS criteria
Luverne | 1990 | 4A | Combustion Turbine | Minnesota | 0.3 | Dropped - Units whose status does not meet NEEDS criteria
Avon Lake | 2836 | 6 | O/G Steam | Ohio | 10 | Dropped - Units whose status does not meet NEEDS criteria
Lindsay | 2990 | 1 | Combustion Turbine | Oklahoma | 0.9 | Dropped - Units whose status does not meet NEEDS criteria
Murray City | 3683 | 3 | Combustion Turbine | Utah | 2 | Dropped - Units whose status does not meet NEEDS criteria
Murray City | 3683 | 4 | Combustion Turbine | Utah | 0.9 | Dropped - Units whose status does not meet NEEDS criteria
Murray City | 3683 | 5 | Combustion Turbine | Utah | 0.9 | Dropped - Units whose status does not meet NEEDS criteria
Murray City | 3683 | 6 | Combustion Turbine | Utah | 2.3 | Dropped - Units whose status does not meet NEEDS criteria
Block Island | 6567 | 21 | Combustion Turbine | Rhode Island | 1.5 | Dropped - Units whose status does not meet NEEDS criteria
Thibodaux | 6706 | 9 | O/G Steam | Louisiana | 19 | Dropped - Units whose status does not meet NEEDS criteria
Stanberry | 8110 | 3 | Combustion Turbine | Missouri | 0.2 | Dropped - Units whose status does not meet NEEDS criteria
Stanberry | 8110 | 4 | Combustion Turbine | Missouri | 0.2 | Dropped - Units whose status does not meet NEEDS criteria
Georgia Pacific Fort Bragg | 10607 | GEN1 | Biomass | California | 5 | Dropped - Units whose status does not meet NEEDS criteria
Georgia Pacific Fort Bragg | 10607 | GEN2 | Biomass | California | 5 | Dropped - Units whose status does not meet NEEDS criteria
Georgia Pacific Fort Bragg | 10607 | GEN3 | Biomass | California | 5 | Dropped - Units whose status does not meet NEEDS criteria
Old Hickory Plant | 10797 | G10 | O/G Steam | Tennessee | 2.8 | Dropped - Units whose status does not meet NEEDS criteria
Domtar Paper Co LLC Plymouth NC | 50189 | TG4 | Coal Steam | North Carolina | 7.5 | Dropped - Units whose status does not meet NEEDS criteria
Modesto Energy LP | 50294 | GEN1 | Tires | California | 12.5 | Dropped - Units whose status does not meet NEEDS criteria
Oceanside Energy | 50348 | GEN5 | Landfill Gas | New York | 0.6 | Dropped - Units whose status does not meet NEEDS criteria
Oceanside Energy | 50348 | GEN6 | Landfill Gas | New York | 0.6 | Dropped - Units whose status does not meet NEEDS criteria
Cargill Salt | 54965 | DCT | Coal Steam | Michigan | 1.2 | Dropped - Units whose status does not meet NEEDS criteria
Holsum de Puerto Rico, Inc. | 61639 | EU-16 | Combustion Turbine | #N/A | 0.8 | Dropped - Units whose status does not meet NEEDS criteria
Holsum de Puerto Rico, Inc. | 61639 | EU-17 | Combustion Turbine | #N/A | 0.9 | Dropped - Units whose status does not meet NEEDS criteria
Holsum de Puerto Rico, Inc. | 61639 | EU-18 | Combustion Turbine | #N/A | 0.9 | Dropped - Units whose status does not meet NEEDS criteria
Costa Sur Plant | 61147 | 1 | O/G Steam | #N/A | 50 | Dropped - Units whose status does not meet NEEDS criteria
Costa Sur Plant | 61147 | 2 | O/G Steam | #N/A | 50 | Dropped - Units whose status does not meet NEEDS criteria
J K Smith | 54 | GT11 | Combustion Turbine | Kentucky | 74 | Dropped - Units whose status does not meet NEEDS criteria
J K Smith | 54 | GT12 | Combustion Turbine | Kentucky | 74 | Dropped - Units whose status does not meet NEEDS criteria
J K Smith | 54 | GT8 | Combustion Turbine | Kentucky | 74 | Dropped - Units whose status does not meet NEEDS criteria
J K Smith | 54 | ST1 | Coal Steam | Kentucky | 278 | Dropped - Units whose status does not meet NEEDS criteria
Aurora Energy LLC Chena | 79 | 7 | Coal Steam | Alaska | 2.3 | Dropped - Units whose status does not meet NEEDS criteria
Seminole (FL) | 136 | 3 | Coal Steam | Florida | 750 | Dropped - Units whose status does not meet NEEDS criteria
Blundell | 299 | 3 | Geothermal | Utah | 35 | Dropped - Units whose status does not meet NEEDS criteria
Scattergood | 404 | 8 | Combined Cycle | California | 218 | Dropped - Units whose status does not meet NEEDS criteria
Scattergood | 404 | 9 | Combined Cycle | California | 110 | Dropped - Units whose status does not meet NEEDS criteria
Shepaug | 552 | 2 | Combustion Turbine | Connecticut | 39 | Dropped - Units whose status does not meet NEEDS criteria
C D McIntosh Jr | 676 | 4 | Coal Steam | Florida | 288 | Dropped - Units whose status does not meet NEEDS criteria
C D McIntosh Jr | 676 | PV6 | Solar PV | Florida | 16 | Dropped - Units whose status does not meet NEEDS criteria
Arvah B Hopkins | 688 | 5 | Combined Cycle | Florida | 156 | Dropped - Units whose status does not meet NEEDS criteria
Arvah B Hopkins | 688 | CT A | Combined Cycle | Florida | 36 | Dropped - Units whose status does not meet NEEDS criteria
Arvah B Hopkins | 688 | GT5 | Combustion Turbine | Florida | 42 | Dropped - Units whose status does not meet NEEDS criteria
Medicine Bow | 692 | 12 | Onshore Wind | Wyoming | 0.7 | Dropped - Units whose status does not meet NEEDS criteria
Medicine Bow | 692 | 13 | Onshore Wind | Wyoming | 0.7 | Dropped - Units whose status does not meet NEEDS criteria
Sullivan CR | 773 | 1 | Hydro | Washington | 4.5 | Dropped - Units whose status does not meet NEEDS criteria
Sullivan CR | 773 | 2 | Hydro | Washington | 4.5 | Dropped - Units whose status does not meet NEEDS criteria
Basin Mills | 783 | 1 | Hydro | Maine | 12 | Dropped - Units whose status does not meet NEEDS criteria
Basin Mills | 783 | 2 | Hydro | Maine | 12 | Dropped - Units whose status does not meet NEEDS criteria
Basin Mills | 783 | 3 | Hydro | Maine | 12 | Dropped - Units whose status does not meet NEEDS criteria
Veazie C | 784 | 1 | Hydro | Maine | 8 | Dropped - Units whose status does not meet NEEDS criteria
Orca | 789 | 1 | Combustion Turbine | Alaska | 1.5 | Dropped - Units whose status does not meet NEEDS criteria
Orca | 789 | 2 | Combustion Turbine | Alaska | 1.5 | Dropped - Units whose status does not meet NEEDS criteria
Colby City of | 1272 | 11 | Combustion Turbine | Kansas | 3 | Dropped - Units whose status does not meet NEEDS criteria
West 14th Street | 1332 | IC1 | Combustion Turbine | Kansas | 0 | Dropped - Units whose status does not meet NEEDS criteria
Canal | 1599 | UN2R | Combustion Turbine | Massachusetts | 330 | Dropped - Units whose status does not meet NEEDS criteria
Hadley Falls | 1605 | 3 | Hydro | Massachusetts | 3.4 | Dropped - Units whose status does not meet NEEDS criteria
Riverside Holyoke | 1607 | 6 | Hydro | Massachusetts | 0.9 | Dropped - Units whose status does not meet NEEDS criteria
Black Dog | 1904 | 6 | Combined Cycle | Minnesota | 360 | Dropped - Units whose status does not meet NEEDS criteria
Black Dog | 1904 | 7 | Combined Cycle | Minnesota | 200 | Dropped - Units whose status does not meet NEEDS criteria
Black Dog | 1904 | 8 | Combined Cycle | Minnesota | 200 | Dropped - Units whose status does not meet NEEDS criteria
B L England | 2378 | 4 | Combined Cycle | New Jersey | 282 | Dropped - Units whose status does not meet NEEDS criteria
Deepwater | 2384 | CT1 | Combustion Turbine | New Jersey | 235 | Dropped - Units whose status does not meet NEEDS criteria
Deepwater | 2384 | ST1 | O/G Steam | New Jersey | 198.5 | Dropped - Units whose status does not meet NEEDS criteria
Gowanus Gas Turbines Generating | 2494 | SS | Combustion Turbine | New York | 90 | Dropped - Units whose status does not meet NEEDS criteria
Ravenswood | 2500 | RWES1 | Energy Storage | New York | 129 | Dropped - Units whose status does not meet NEEDS criteria
Ravenswood | 2500 | RWES2 | Energy Storage | New York | 98 | Dropped - Units whose status does not meet NEEDS criteria
Ravenswood | 2500 | RWES3 | Energy Storage | New York | 89 | Dropped - Units whose status does not meet NEEDS criteria
Bowline Point | 2625 | BOW3 | Combined Cycle | New York | 750 | Dropped - Units whose status does not meet NEEDS criteria
James E. Rogers Energy Complex | 2721 | 7 | Coal Steam | North Carolina | 800 | Dropped - Units whose status does not meet NEEDS criteria
Eagle Mountain | 3489 | CT1 | Combined Cycle | Texas | 224.9 | Dropped - Units whose status does not meet NEEDS criteria
Eagle Mountain | 3489 | CT2 | Combined Cycle | Texas | 224.9 | Dropped - Units whose status does not meet NEEDS criteria
Eagle Mountain | 3489 | ST1 | Combined Cycle | Texas | 344.4 | Dropped - Units whose status does not meet NEEDS criteria
Morgan Creek | 3492 | 7 | Coal Steam | Texas | 800 | Dropped - Units whose status does not meet NEEDS criteria
Big Brown | 3497 | 3 | Coal Steam | Texas | 800 | Dropped - Units whose status does not meet NEEDS criteria
Lake Creek | 3502 | CT1 | Combustion Turbine | Texas | 207 | Dropped - Units whose status does not meet NEEDS criteria
Lake Creek | 3502 | ST3 | Coal Steam | Texas | 800 | Dropped - Units whose status does not meet NEEDS criteria
Tradinghouse | 3506 | CT1 | Combustion Turbine | Texas | 207 | Dropped - Units whose status does not meet NEEDS criteria
Tradinghouse | 3506 | CT2 | Combustion Turbine | Texas | 207 | Dropped - Units whose status does not meet NEEDS criteria
Valley (TX) | 3508 | 4 | Coal Steam | Texas | 800 | Dropped - Units whose status does not meet NEEDS criteria
Pulliam | 4072 | GT1 | Combustion Turbine | Wisconsin | 74 | Dropped - Units whose status does not meet NEEDS criteria
Pulliam | 4072 | GT2 | Combustion Turbine | Wisconsin | 74 | Dropped - Units whose status does not meet NEEDS criteria
Manitowoc | 4125 | 8 | Coal Steam | Wisconsin | 60 | Dropped - Units whose status does not meet NEEDS criteria
Joes Valley Dam | 4264 | NA1 | Hydro | Utah | 0.7 | Dropped - Units whose status does not meet NEEDS criteria
Joes Valley Dam | 4264 | NA2 | Hydro | Utah | 0.7 | Dropped - Units whose status does not meet NEEDS criteria
Joes Valley Dam | 4264 | NA3 | Hydro | Utah | 1 | Dropped - Units whose status does not meet NEEDS criteria
Martin | 6043 | 5CC | Combined Cycle | Florida | 419 | Dropped - Units whose status does not meet NEEDS criteria
Martin | 6043 | 5CW | Combined Cycle | Florida | 394 | Dropped - Units whose status does not meet NEEDS criteria
Martin | 6043 | 6CC | Combined Cycle | Florida | 419 | Dropped - Units whose status does not meet NEEDS criteria
Martin | 6043 | 6CW | Combined Cycle | Florida | 394 | Dropped - Units whose status does not meet NEEDS criteria
Big Cajun 2 | 6055 | BC24 | Coal Steam | Louisiana | 705 | Dropped - Units whose status does not meet NEEDS criteria
Nearman Creek | 6064 | 2 | Coal Steam | Kansas | 235 | Dropped - Units whose status does not meet NEEDS criteria
Nearman Creek | 6064 | CT5 | Combustion Turbine | Kansas | 45 | Dropped - Units whose status does not meet NEEDS criteria
Stony Brook | 6081 | 3A | Combined Cycle | Massachusetts | 289 | Dropped - Units whose status does not meet NEEDS criteria
Stony Brook | 6081 | CT4 | Combined Cycle | Massachusetts | 100 | Dropped - Units whose status does not meet NEEDS criteria
Sooner | 6095 | RR1 | Coal Steam | Oklahoma | 885 | Dropped - Units whose status does not meet NEEDS criteria
V C Summer | 6127 | 2 | Nuclear | South Carolina | 1100 | Dropped - Units whose status does not meet NEEDS criteria
V C Summer | 6127 | 3 | Nuclear | South Carolina | 1100 | Dropped - Units whose status does not meet NEEDS criteria
Martin Lake | 6146 | 4 | Coal Steam | Texas | 800 | Dropped - Units whose status does not meet NEEDS criteria
Monticello | 6147 | 4 | Coal Steam | Texas | 800 | Dropped - Units whose status does not meet NEEDS criteria
Oak Grove (TX) | 6180 | 1 | Coal Steam | Texas | 750 | Dropped - Units whose status does not meet NEEDS criteria
Oak Grove (TX) | 6180 | 2 | Coal Steam | Texas | 750 | Dropped - Units whose status does not meet NEEDS criteria
Black Canyon | 6396 | 3 | Hydro | Idaho | 12.5 | Dropped - Units whose status does not meet NEEDS criteria
Berlin | 6565 | 6A | Combustion Turbine | Maryland | 5 | Dropped - Units whose status does not meet NEEDS criteria
Berlin | 6565 | 7A | Combustion Turbine | Maryland | 7.5 | Dropped - Units whose status does not meet NEEDS criteria
Pebbly Beach Generating Station Hybrid | 6704 | MT12 | Combustion Turbine | California | 0.1 | Dropped - Units whose status does not meet NEEDS criteria
Pebbly Beach Generating Station Hybrid | 6704 | MT13 | Combustion Turbine | California | 0.1 | Dropped - Units whose status does not meet NEEDS criteria
Hugo | 6772 | 2 | Coal Steam | Oklahoma | 750 | Dropped - Units whose status does not meet NEEDS criteria
Major Oak Power | 7030 | 3 | Coal Steam | Texas | 600 | Dropped - Units whose status does not meet NEEDS criteria
NA 1 (SC) | 7106 | GT1 | Combustion Turbine | South Carolina | 150 | Dropped - Units whose status does not meet NEEDS criteria
NA 1 (IN) | 7228 | 1 | Combustion Turbine | Indiana | 286 | Dropped - Units whose status does not meet NEEDS criteria
NA 1 (IN) | 7228 | 10 | Combustion Turbine | Indiana | 191 | Dropped - Units whose status does not meet NEEDS criteria
NA 1 (IN) | 7228 | 11 | Combustion Turbine | Indiana | 252.2 | Dropped - Units whose status does not meet NEEDS criteria
NA 1 (IN) | 7228 | 12 | Combustion Turbine | Indiana | 214 | Dropped - Units whose status does not meet NEEDS criteria
NA 1 (IN) | 7228 | 13 | Combustion Turbine | Indiana | 214 | Dropped - Units whose status does not meet NEEDS criteria
NA 1 (IN) | 7228 | 14 | Combustion Turbine | Indiana | 214 | Dropped - Units whose status does not meet NEEDS criteria
NA 1 (IN) | 7228 | 15 | Combustion Turbine | Indiana | 214 | Dropped - Units whose status does not meet NEEDS criteria
NA 1 (IN) | 7228 | 16 | Combustion Turbine | Indiana | 214 | Dropped - Units whose status does not meet NEEDS criteria
NA 1 (IN) | 7228 | 2 | Combustion Turbine | Indiana | 72.5 | Dropped - Units whose status does not meet NEEDS criteria
NA 1 (IN) | 7228 | 3 | Combustion Turbine | Indiana | 72.5 | Dropped - Units whose status does not meet NEEDS criteria
NA 1 (IN) | 7228 | 4 | Combustion Turbine | Indiana | 96 | Dropped - Units whose status does not meet NEEDS criteria
NA 1 (IN) | 7228 | 5 | Combustion Turbine | Indiana | 156 | Dropped - Units whose status does not meet NEEDS criteria
NA 1 (IN) | 7228 | 6 | Combustion Turbine | Indiana | 156 | Dropped - Units whose status does not meet NEEDS criteria
NA 1 (IN) | 7228 | 7 | Combustion Turbine | Indiana | 156 | Dropped - Units whose status does not meet NEEDS criteria
NA 1 (IN) | 7228 | 8 | Combustion Turbine | Indiana | 552 | Dropped - Units whose status does not meet NEEDS criteria
NA 1 (IN) | 7228 | 9 | Combustion Turbine | Indiana | 191 | Dropped - Units whose status does not meet NEEDS criteria
Polk | 7242 | 6 | Combined Cycle | Florida | 459 | Dropped - Units whose status does not meet NEEDS criteria
Polk | 7242 | 7 | Combustion Turbine | Florida | 155 | Dropped - Units whose status does not meet NEEDS criteria
Polk | 7242 | 8 | Combustion Turbine | Florida | 459 | Dropped - Units whose status does not meet NEEDS criteria
Polk | 7242 | 9 | Combined Cycle | Florida | 459 | Dropped - Units whose status does not meet NEEDS criteria
NA 5 | 7253 | NA5 | Combustion Turbine | South Carolina | 150 | Dropped - Units whose status does not meet NEEDS criteria
NA 8 | 7300 | GT8 | Combustion Turbine | South Carolina | 150 | Dropped - Units whose status does not meet NEEDS criteria
Hines Energy Complex | 7302 | 5 | Combined Cycle | Florida | 461 | Dropped - Units whose status does not meet NEEDS criteria
Hines Energy Complex | 7302 | 6 | Combined Cycle | Florida | 461 | Dropped - Units whose status does not meet NEEDS criteria
Midulla Generating Station | 7380 | 1 | Combined Cycle | Florida | 260 | Dropped - Units whose status does not meet NEEDS criteria
Midulla Generating Station | 7380 | 2 | Combined Cycle | Florida | 153 | Dropped - Units whose status does not meet NEEDS criteria
Midulla Generating Station | 7380 | PW9 | Combined Cycle | Florida | 54 | Dropped - Units whose status does not meet NEEDS criteria
Rowesville Rd Plant | 7480 | 3 | Combustion Turbine | South Carolina | 4.2 | Dropped - Units whose status does not meet NEEDS criteria
Rowesville Rd Plant | 7480 | 4 | Combustion Turbine | South Carolina | 4.2 | Dropped - Units whose status does not meet NEEDS criteria
NA 1 (NC) | 7539 | 10 | Combined Cycle | North Carolina | 160 | Dropped - Units whose status does not meet NEEDS criteria
NA 1 (NC) | 7539 | 11 | Combined Cycle | North Carolina | 167 | Dropped - Units whose status does not meet NEEDS criteria
NA 1 (NC) | 7539 | 12 | Combined Cycle | North Carolina | 183 | Dropped - Units whose status does not meet NEEDS criteria
NA 1 (NC) | 7539 | 4 | Combined Cycle | North Carolina | 167 | Dropped - Units whose status does not meet NEEDS criteria
NA 1 (NC) | 7539 | 5 | Combined Cycle | North Carolina | 162 | Dropped - Units whose status does not meet NEEDS criteria
NA 1 (NC) | 7539 | 6 | Combined Cycle | North Carolina | 167 | Dropped - Units whose status does not meet NEEDS criteria
NA 1 (NC) | 7539 | 7 | Combined Cycle | North Carolina | 483 | Dropped - Units whose status does not meet NEEDS criteria
NA 1 (NC) | 7539 | 9 | Combined Cycle | North Carolina | 155 | Dropped - Units whose status does not meet NEEDS criteria
NA 1 (NC) | 7539 | CCE1 | Combined Cycle | North Carolina | 474 | Dropped - Units whose status does not meet NEEDS criteria
NA 1 (NC) | 7539 | CCW1 | Combined Cycle | North Carolina | 237 | Dropped - Units whose status does not meet NEEDS criteria
NA 1 (NC) | 7539 | CT1 | Combustion Turbine | North Carolina | 153 | Dropped - Units whose status does not meet NEEDS criteria
NA 1 (NC) | 7539 | CT2 | Combustion Turbine | North Carolina | 153 | Dropped - Units whose status does not meet NEEDS criteria
APC1 | 7708 | 2 | Combined Cycle | Alabama | 270 | Dropped - Units whose status does not meet NEEDS criteria
H Allen Franklin Combined Cycle | 7710 | CT4A | Combined Cycle | Alabama | 203.1 | Dropped - Units whose status does not meet NEEDS criteria
H Allen Franklin Combined Cycle | 7710 | CT4B | Combined Cycle | Alabama | 203.1 | Dropped - Units whose status does not meet NEEDS criteria
H Allen Franklin Combined Cycle | 7710 | ST4 | Combined Cycle | Alabama | 282 | Dropped - Units whose status does not meet NEEDS criteria
GPC3 | 7711 | 1 | Combined Cycle | Georgia | 660 | Dropped - Units whose status does not meet NEEDS criteria
GPC4 | 7712 | 1 | Combustion Turbine | Georgia | 570 | Dropped - Units whose status does not meet NEEDS criteria
GPC5 | 7713 | 1 | Combustion Turbine | Georgia | 930 | Dropped - Units whose status does not meet NEEDS criteria
GPC6 | 7714 | 1 | Combined Cycle | Georgia | 570 | Dropped - Units whose status does not meet NEEDS criteria
Future Gen Plant 1 | 7727 | 1 | Combined Cycle | North Carolina | 162 | Dropped - Units whose status does not meet NEEDS criteria
Future Gen Plant 2 | 7728 | 1 | Combined Cycle | North Carolina | 480 | Dropped - Units whose status does not meet NEEDS criteria
Turbine | 7732 | 1 | Combustion Turbine | Texas | 121 | Dropped - Units whose status does not meet NEEDS criteria
Unknown | 7738 | 1 | Combustion Turbine | Florida | 300 | Dropped - Units whose status does not meet NEEDS criteria
Unknown | 7738 | GT1 | Combustion Turbine | Florida | 153 | Dropped - Units whose status does not meet NEEDS criteria
Unknown | 7738 | GT2 | Combustion Turbine | Florida | 153 | Dropped - Units whose status does not meet NEEDS criteria
Unknown | 7738 | GT3 | Combustion Turbine | Florida | 153 | Dropped - Units whose status does not meet NEEDS criteria
Unknown | 7738 | GT4 | Combustion Turbine | Florida | 153 | Dropped - Units whose status does not meet NEEDS criteria
Unknown | 7738 | GT5 | Combustion Turbine | Florida | 153 | Dropped - Units whose status does not meet NEEDS criteria
Unknown | 7738 | GT6 | Combustion Turbine | Florida | 153 | Dropped - Units whose status does not meet NEEDS criteria
Unknown | 7738 | GT7 | Combustion Turbine | Florida | 153 | Dropped - Units whose status does not meet NEEDS criteria
Unsited | 7744 | 1 | Combined Cycle | Florida | 448 | Dropped - Units whose status does not meet NEEDS criteria
Unsited | 7744 | 2 | Combined Cycle | Florida | 448 | Dropped - Units whose status does not meet NEEDS criteria
Essex | 7749 | 2 | Combustion Turbine | Missouri | 104 | Dropped - Units whose status does not meet NEEDS criteria
Bonanza | 7790 | 2 | Coal Steam | Utah | 86 | Dropped - Units whose status does not meet NEEDS criteria
Dominion/Lo Mar | 7797 | DOM3 | Combustion Turbine | Virginia | 1.6 | Dropped - Units whose status does not meet NEEDS criteria
Dominion/Lo Mar | 7797 | DOM4 | Combustion Turbine | Virginia | 1.6 | Dropped - Units whose status does not meet NEEDS criteria
Dominion/Lo Mar | 7797 | LOM4 | Combustion Turbine | Virginia | 1.6 | Dropped - Units whose status does not meet NEEDS criteria
Roosevelt Biogas 1 | 7832 | 6 | Landfill Gas | Washington | 0 | Dropped - Units whose status does not meet NEEDS criteria
John S Rainey | 7834 | CT4B | Combustion Turbine | South Carolina | 146 | Dropped - Units whose status does not meet NEEDS criteria
John S Rainey | 7834 | CT5B | Combined Cycle | South Carolina | 146 | Dropped - Units whose status does not meet NEEDS criteria
John S Rainey | 7834 | ST5S | Combined Cycle | South Carolina | 160 | Dropped - Units whose status does not meet NEEDS criteria
Essential Power Rock Springs LLC | 7835 | 5 | Combustion Turbine | Maryland | 160 | Dropped - Units whose status does not meet NEEDS criteria
Essential Power Rock Springs LLC | 7835 | 6 | Combustion Turbine | Maryland | 160 | Dropped - Units whose status does not meet NEEDS criteria
Marsh Run Generation Facility | 7836 | 4 | Combustion Turbine | Virginia | 195.5 | Dropped - Units whose status does not meet NEEDS criteria
Elk Mound | 7863 | 3 | Combustion Turbine | Wisconsin | 35.5 | Dropped - Units whose status does not meet NEEDS criteria
Elk Mound | 7863 | 4 | Combustion Turbine | Wisconsin | 35.5 | Dropped - Units whose status does not meet NEEDS criteria
H L Culbreath Bayside Power Station | 7873 | 3A | Combustion Turbine | Florida | 160 | Dropped - Units whose status does not meet NEEDS criteria
H L Culbreath Bayside Power Station | 7873 | 3B | Combustion Turbine | Florida | 160 | Dropped - Units whose status does not meet NEEDS criteria
H L Culbreath Bayside Power Station | 7873 | 7 | Combustion Turbine | Florida | 56 | Dropped - Units whose status does not meet NEEDS criteria
H L Culbreath Bayside Power Station | 7873 | 8 | Combustion Turbine | Florida | 56 | Dropped - Units whose status does not meet NEEDS criteria
MPC1 | 7875 | 1 | Combustion Turbine | Mississippi | 360 | Dropped - Units whose status does not meet NEEDS criteria
APC2 | 7876 | 1 | Combined Cycle | Alabama | 300 | Dropped - Units whose status does not meet NEEDS criteria
APC3 | 7877 | 1 | Combined Cycle | Alabama | 200 | Dropped - Units whose status does not meet NEEDS criteria
MEAG1 | 7879 | 1 | Combined Cycle | Georgia | 162 | Dropped - Units whose status does not meet NEEDS criteria
MEAG2 | 7880 | 1 | Combined Cycle | Georgia | 162 | Dropped - Units whose status does not meet NEEDS criteria
MEAG3 | 7881 | 1 | Combined Cycle | Georgia | 162 | Dropped - Units whose status does not meet NEEDS criteria
NA 1 | 7889 | 1 | Combustion Turbine | Florida | 150 | Dropped - Units whose status does not meet NEEDS criteria
Unnamed | 7890 | CC1 | Combined Cycle | Florida | 153 | Dropped - Units whose status does not meet NEEDS criteria
Unnamed | 7890 | CC2 | Combined Cycle | Florida | 153 | Dropped - Units whose status does not meet NEEDS criteria
Unnamed | 7890 | GT1 | Combustion Turbine | Florida | 153 | Dropped - Units whose status does not meet NEEDS criteria
Unnamed | 7890 | GT2 | Combustion Turbine | Florida | 153 | Dropped - Units whose status does not meet NEEDS criteria
Unnamed | 7890 | GT3 | Combustion Turbine | Florida | 153 | Dropped - Units whose status does not meet NEEDS criteria
Midway | 7893 | 1 | Combined Cycle | Florida | 324 | Dropped - Units whose status does not meet NEEDS criteria
Midway | 7893 | 2 | Combined Cycle | Florida | 324 | Dropped - Units whose status does not meet NEEDS criteria
Midway | 7893 | 3 | Combined Cycle | Florida | 394 | Dropped - Units whose status does not meet NEEDS criteria
Unknown | 7894 | 1 | Combustion Turbine | Kentucky | 148 | Dropped - Units whose status does not meet NEEDS criteria
Unknown | 7894 | 2 | Combustion Turbine | Kentucky | 148 | Dropped - Units whose status does not meet NEEDS criteria
Unknown | 7894 | 3 | Combustion Turbine | Kentucky | 148 | Dropped - Units whose status does not meet NEEDS criteria
Unknown | 7894 | 4 | Combustion Turbine | Kentucky | 160 | Dropped - Units whose status does not meet NEEDS criteria
Unknown | 7894 | 5 | Combustion Turbine | Kentucky | 160 | Dropped - Units whose status does not meet NEEDS criteria
Unknown | 7894 | 6 | Combustion Turbine | Kentucky | 150 | Dropped - Units whose status does not meet NEEDS criteria
Unknown | 7894 | 7 | Combustion Turbine | Kentucky | 150 | Dropped - Units whose status does not meet NEEDS criteria
Unknown | 7894 | 8 | Combustion Turbine | Kentucky | 160 | Dropped - Units whose status does not meet NEEDS criteria
E B Harris Electric Generating Plant | 7897 | 3 | Combined Cycle | Alabama | 615 | Dropped - Units whose status does not meet NEEDS criteria
E B Harris Electric Generating Plant | 7897 | 4 | Combined Cycle | Alabama | 615 | Dropped - Units whose status does not meet NEEDS criteria
Osawatomie | 7928 | 2 | Combustion Turbine | Kansas | 69.6 | Dropped - Units whose status does not meet NEEDS criteria
Osawatomie | 7928 | 3 | Combustion Turbine | Kansas | 69.6 | Dropped - Units whose status does not meet NEEDS criteria
Osawatomie | 7928 | 4 | Combustion Turbine | Kansas | 69.6 | Dropped - Units whose status does not meet NEEDS criteria
Osawatomie | 7928 | 5 | Combustion Turbine | Kansas | 69.6 | Dropped - Units whose status does not meet NEEDS criteria
Osawatomie | 7928 | 6 | Combustion Turbine | Kansas | 69.6 | Dropped - Units whose status does not meet NEEDS criteria
Osawatomie | 7928 | 7 | Combustion Turbine | Kansas | 69.6 | Dropped - Units whose status does not meet NEEDS criteria
Osawatomie | 7928 | 8 | Combustion Turbine | Kansas | 69.6 | Dropped - Units whose status does not meet NEEDS criteria
Franklin (TN) | 7950 | 1 | Combined Cycle | Tennessee | 170 | Dropped - Units whose status does not meet NEEDS criteria
Franklin (TN) | 7950 | 2 | Combined Cycle | Tennessee | 170 | Dropped - Units whose status does not meet NEEDS criteria
Franklin (TN) | 7950 | 3 | Combined Cycle | Tennessee | 170 | Dropped - Units whose status does not meet NEEDS criteria
Future CT | 7956 | 1 | Combustion Turbine | South Dakota | 24 | Dropped - Units whose status does not meet NEEDS criteria
Future CT | 7956 | 2 | Combustion Turbine | South Dakota | 24 | Dropped - Units whose status does not meet NEEDS criteria
Sediver | 7957 | CT2A | Combined Cycle | South Carolina | 146 | Dropped - Units whose status does not meet NEEDS criteria
Sediver | 7957 | CT2B | Combined Cycle | South Carolina | 146 | Dropped - Units whose status does not meet NEEDS criteria
Sediver | 7957 | ST1S | Combined Cycle | South Carolina | 160 | Dropped - Units whose status does not meet NEEDS criteria
Horry Land Fill Gas Site | 7958 | 1 | Combustion Turbine | South Carolina | 5.2 | Dropped - Units whose status does not meet NEEDS criteria
Horry Land Fill Gas Site | 7958 | 2 | Combustion Turbine | South Carolina | 5.2 | Dropped - Units whose status does not meet NEEDS criteria
Horry Land Fill Gas Site | 7958 | 3 | Combustion Turbine | South Carolina | 5.2 | Dropped - Units whose status does not meet NEEDS criteria
Horry Land Fill Gas Site | 7958 | 4 | Combustion Turbine | South Carolina | 5.2 | Dropped - Units whose status does not meet NEEDS criteria
Horry Land Fill Gas Site | 7958 | HG4 | Landfill Gas | South Carolina | 1.1 | Dropped - Units whose status does not meet NEEDS criteria
W R Clayton Plant | 7968 | 1 | Combustion Turbine | Georgia | 155 | Dropped - Units whose status does not meet NEEDS criteria
W R Clayton Plant | 7968 | 2 | Combustion Turbine | Georgia | 155 | Dropped - Units whose status does not meet NEEDS criteria
W R Clayton Plant | 7968 | 3 | Combustion Turbine | Georgia | 155 | Dropped - Units whose status does not meet NEEDS criteria
Prairie Energy | 8003 | 1 | Coal Steam | Illinois | 82 | Dropped - Units whose status does not meet NEEDS criteria
Co Rd 33 | 8014 | 7 | Combustion Turbine | Minnesota | 2.5 | Dropped - Units whose status does not meet NEEDS criteria
Co Rd 33 | 8014 | 8 | Combustion Turbine | Minnesota | 2.5 | Dropped - Units whose status does not meet NEEDS criteria
Superior Generation Energy Center | 8057 | GEN1 | Combustion Turbine | Wisconsin | 145 | Dropped - Units whose status does not meet NEEDS criteria
DeCordova Steam Electric Station | 8063 | CT5 | Combustion Turbine | Texas | 207 | Dropped - Units whose status does not meet NEEDS criteria
DeCordova Steam Electric Station | 8063 | CT6 | Combustion Turbine | Texas | 207 | Dropped - Units whose status does not meet NEEDS criteria
Tipton | 8106 | 5A | Combustion Turbine | Iowa | 1.1 | Dropped - Units whose status does not meet NEEDS criteria
Springerville | 8223 | 5 | Coal Steam | Arizona | 375 | Dropped - Units whose status does not meet NEEDS criteria
Tehachapi Wind Resource I | 10191 | PLAN | Onshore Wind | California | 0.6 | Dropped - Units whose status does not meet NEEDS criteria
California Institute of Technology | 10262 | GEN3 | Combined Cycle | California | 2.5 | Dropped - Units whose status does not meet NEEDS criteria
California Institute of Technology | 10262 | GEN4 | Combined Cycle | California | 2.5 | Dropped - Units whose status does not meet NEEDS criteria
California Institute of Technology | 10262 | GEN5 | Combined Cycle | California | 1 | Dropped - Units whose status does not meet NEEDS criteria
California Institute of Technology | 10262 | GEN8 | Combined Cycle | California | 9 | Dropped - Units whose status does not meet NEEDS criteria
Dixie Valley Power Partnership | 10681 | GEN1 | Geothermal | Nevada | 25 | Dropped - Units whose status does not meet NEEDS criteria
Vicinity Energy Trenton, L.P. | 50094 | 1 | Combustion Turbine | New Jersey | 0 | Dropped - Units whose status does not meet NEEDS criteria
Vicinity Energy Trenton, L.P. | 50094 | 2 | Combustion Turbine | New Jersey | 1.1 | Dropped - Units whose status does not meet NEEDS criteria
Watson Cogeneration | 50216 | GN97 | Combined Cycle | California | 79.6 | Dropped - Units whose status does not meet NEEDS criteria
Texas Petrochemicals | 50229 | GT1 | Combined Cycle | Texas | 105 | Dropped - Units whose status does not meet NEEDS criteria
Texas Petrochemicals | 50229 | GT2 | Combined Cycle | Texas | 35 | Dropped - Units whose status does not meet NEEDS criteria
Texas Petrochemicals | 50229 | ST#1 | Combined Cycle | Texas | 420 | Dropped - Units whose status does not meet NEEDS criteria
Tres Vaqueros Wind Farms LLC | 50826 | 1 | Onshore Wind | California | 28.3 | Dropped - Units whose status does not meet NEEDS criteria
TES Filer City Station | 50835 | GEN2 | Combined Cycle | Michigan | 228 | Dropped - Units whose status does not meet NEEDS criteria
Winnebago County Landfill Gas | 50936 | EG6 | Landfill Gas | Wisconsin | 1.4 | Dropped - Units whose status does not meet NEEDS criteria
Richmond Cogen | 52109 | GEN3 | Combined Cycle | California | 43 | Dropped - Units whose status does not meet NEEDS criteria
Elkton | 52148 | GEN9 | Solar PV | Virginia | 2.5 | Dropped - Units whose status does not meet NEEDS criteria
Tesoro Kenai Cogeneration Plant | 52184 | GEN3 | Combustion Turbine | Alaska | 6.3 | Dropped - Units whose status does not meet NEEDS criteria
Ponca City Refinery | 52188 | G1A | Fossil Waste | Oklahoma | 3 | Dropped - Units whose status does not meet NEEDS criteria
Kennedy International Airport Cogen | 54114 | CT-3 | Combustion Turbine | New York | 47 | Dropped - Units whose status does not meet NEEDS criteria
Alvarado Hydro Facility | 54242 | SD28H | Hydro | California | 1.4 | Dropped - Units whose status does not meet NEEDS criteria
Westwind Trust | 54258 | WTGS | Onshore Wind | California | 15.6 | Dropped - Units whose status does not meet NEEDS criteria
Univ of NC Chapel Hill Cogen Facility | 54276 | TG4 | Coal Steam | North Carolina | 20 | Dropped - Units whose status does not meet NEEDS criteria
Four Mile Hydropower Project | 54341 | 5 | Hydro | Michigan | 0.1 | Dropped - Units whose status does not meet NEEDS criteria
Ninth Street Hydropower Project | 54342 | 4 | Hydro | Michigan | 0.4 | Dropped - Units whose status does not meet NEEDS criteria
UW Madison Charter Street Plant | 54408 | 2 | Biomass | Wisconsin | 12 | Dropped - Units whose status does not meet NEEDS criteria
Metro Methane Recovery Facility | 54700 | GEN9 | Landfill Gas | Iowa | 1.6 | Dropped - Units whose status does not meet NEEDS criteria
Seneca Energy | 54782 | GE19 | Landfill Gas | New York | 1.6 | Dropped - Units whose status does not meet NEEDS criteria
Seneca Energy | 54782 | GE20 | Landfill Gas | New York | 1.6 | Dropped - Units whose status does not meet NEEDS criteria
Seneca Energy | 54782 | GE21 | Landfill Gas | New York | 1.6 | Dropped - Units whose status does not meet NEEDS criteria
Seneca Energy | 54782 | GE22 | Landfill Gas | New York | 1.6 | Dropped - Units whose status does not meet NEEDS criteria
Tiverton Power Plant | 55048 | UNT3 | Combined Cycle | Rhode Island | 159.4 | Dropped - Units whose status does not meet NEEDS criteria
Tiverton Power Plant | 55048 | UNT4 | Combined Cycle | Rhode Island | 90.6 | Dropped - Units whose status does not meet NEEDS criteria
Batesville Generation Facility | 55063 | CTG4 | Combined Cycle | Mississippi | 292 | Dropped - Units whose status does not meet NEEDS criteria
Afton Generating Station | 55210 | 0003 | Combined Cycle | New Mexico | 141 | Dropped - Units whose status does not meet NEEDS criteria
Hardinsburg Electric Generating Station | 55227 | GT1 | Combustion Turbine | Kentucky | 45 | Dropped - Units whose status does not meet NEEDS criteria
Hardinsburg Electric Generating Station | 55227 | GT2 | Combustion Turbine | Kentucky | 45 | Dropped - Units whose status does not meet NEEDS criteria
Hardinsburg Electric Generating Station | 55227 | GT3 | Combustion Turbine | Kentucky | 45 | Dropped - Units whose status does not meet NEEDS criteria
Hardinsburg Electric Generating Station | 55227 | GT4 | Combustion Turbine | Kentucky | 45 | Dropped - Units whose status does not meet NEEDS criteria
Hardinsburg Electric Generating Station | 55227 | GT5 | Combustion Turbine | Kentucky | 45 | Dropped - Units whose status does not meet NEEDS criteria
Hardinsburg Electric Generating Station | 55227 | GT6 | Combustion Turbine | Kentucky | 45 | Dropped - Units whose status does not meet NEEDS criteria
Hardinsburg Electric Generating Station | 55227 | GT7 | Combustion Turbine | Kentucky | 45 | Dropped - Units whose status does not meet NEEDS criteria
Hardinsburg Electric Generating Station | 55227 | GT8 | Combustion Turbine | Kentucky | 45 | Dropped - Units whose status does not meet NEEDS criteria
Montpelier Electric Generating Station | 55229 | GT5 | Combustion Turbine | Indiana | 45 | Dropped - Units whose status does not meet NEEDS criteria
Montpelier Electric Generating Station | 55229 | GT6 | Combustion Turbine | Indiana | 45 | Dropped - Units whose status does not meet NEEDS criteria
Montpelier Electric Generating Station | 55229 | GT7 | Combustion Turbine | Indiana | 45 | Dropped - Units whose status does not meet NEEDS criteria
Montpelier Electric Generating Station | 55229 | GT8 | Combustion Turbine | Indiana | 45 | Dropped - Units whose status does not meet NEEDS criteria
Astoria Gas Turbines | 55243 | CTG01 | Combustion Turbine | New York | 431 | Dropped - Units whose status does not meet NEEDS criteria
Eddy County Generating Station | 55252 | 0001 | Combustion Turbine | New Mexico | 37 | Dropped - Units whose status does not meet NEEDS criteria
Alta Mesa Project Phase IV | 55352 | GEN1 | Onshore Wind | California | 40 | Dropped - Units whose status does not meet NEEDS criteria
Jack Fusco Energy Center | 55357 | CTG3 | Combined Cycle | Texas | 166 | Dropped - Units whose status does not meet NEEDS criteria
Jack Fusco Energy Center | 55357 | CTG4 | Combined Cycle | Texas | 166 | Dropped - Units whose status does not meet NEEDS criteria
Two Elk Generating Station | 55360 | GEN1 | Coal Steam | Wyoming | 275 | Dropped - Units whose status does not meet NEEDS criteria
Sugar Creek Power | 55364 | CT21 | Combined Cycle | Indiana | 159 | Dropped - Units whose status does not meet NEEDS criteria
Sugar Creek Power | 55364 | CT22 | Combined Cycle | Indiana | 154.3 | Dropped - Units whose status does not meet NEEDS criteria
Sugar Creek Power | 55364 | ST2 | Combined Cycle | Indiana | 195.4 | Dropped - Units whose status does not meet NEEDS criteria
Harrod Electric Generating Station | 55384 | GT1 | Combustion Turbine | Ohio | 76 | Dropped - Units whose status does not meet NEEDS criteria
Harrod Electric Generating Station | 55384 | GT2 | Combustion Turbine | Ohio | 76 | Dropped - Units whose status does not meet NEEDS criteria
Harrod Electric Generating Station | 55384 | GT3 | Combustion Turbine | Ohio | 76 | Dropped - Units whose status does not meet NEEDS criteria
Harrod Electric Generating Station | 55384 | GT4 | Combustion Turbine | Ohio | 76 | Dropped - Units whose status does not meet NEEDS criteria
Harrod Electric Generating Station | 55384 | GT5 | Combustion Turbine | Ohio | 76 | Dropped - Units whose status does not meet NEEDS criteria
Harrod Electric Generating Station | 55384 | GT6 | Combustion Turbine | Ohio | 76 | Dropped - Units whose status does not meet NEEDS criteria
Fairmount Electric Generating | 55385 | GT1 | Combustion Turbine | Indiana | 58.9 | Dropped - Units whose status does not meet NEEDS criteria
Fairmount Electric Generating | 55385 | GT2 | Combustion Turbine | Indiana | 58.9 | Dropped - Units whose status does not meet NEEDS criteria
Fairmount Electric Generating | 55385 | GT3 | Combustion Turbine | Indiana | 58.9 | Dropped - Units whose status does not meet NEEDS criteria
Fairmount Electric Generating | 55385 | GT4 | Combustion Turbine | Indiana | 58.9 | Dropped - Units whose status does not meet NEEDS criteria
Fairmount Electric Generating | 55385 | GT5 | Combustion Turbine | Indiana | 58.9 | Dropped - Units whose status does not meet NEEDS criteria
Fairmount Electric Generating | 55385 | GT6 | Combustion Turbine | Indiana | 58.9 | Dropped - Units whose status does not meet NEEDS criteria
Fairmount Electric Generating | 55385 | GT7 | Combustion Turbine | Indiana | 58.9 | Dropped - Units whose status does not meet NEEDS criteria
Fairmount Electric Generating | 55385 | GT8 | Combustion Turbine | Indiana | 58.9 | Dropped - Units whose status does not meet NEEDS criteria
Zion Energy Center | 55392 | CTG4 | Combustion Turbine | Illinois | 152 | Dropped - Units whose status does not meet NEEDS criteria
Zion Energy Center | 55392 | CTG5 | Combustion Turbine | Illinois | 152 | Dropped - Units whose status does not meet NEEDS criteria
Shady Hills Generating Station | 55414 | G401 | Combustion Turbine | Florida | 200 | Dropped - Units whose status does not meet NEEDS criteria
Shady Hills Generating Station | 55414 | G501 | Combustion Turbine | Florida | 200 | Dropped - Units whose status does not meet NEEDS criteria
Hot Spring Generating Facility | 55418 | CT3 | Combined Cycle | Arkansas | 173.8 | Dropped - Units whose status does not meet NEEDS criteria
Hot Spring Generating Facility | 55418 | CT4 | Combined Cycle | Arkansas | 173.8 | Dropped - Units whose status does not meet NEEDS criteria
Hot Spring Generating Facility | 55418 | ST2 | Combined Cycle | Arkansas | 304.4 | Dropped - Units whose status does not meet NEEDS criteria
Amelia Energy Center | 55465 | CTG1 | Combined Cycle | Texas | 180 | Dropped - Units whose status does not meet NEEDS criteria
Amelia Energy Center | 55465 | CTG2 | Combined Cycle | Texas | 180 | Dropped - Units whose status does not meet NEEDS criteria
Amelia Energy Center | 55465 | CTG3 | Combined Cycle | Texas | 180 | Dropped - Units whose status does not meet NEEDS criteria
Amelia Energy Center | 55465 | STG1 | Combined Cycle | Texas | 360 | Dropped - Units whose status does not meet NEEDS criteria
Washington Parish Energy Center | 55486 | CTG1 | Combustion Turbine | Louisiana | 172 | Dropped - Units whose status does not meet NEEDS criteria
Washington Parish Energy Center | 55486 | CTG2 | Combustion Turbine | Louisiana | 172 | Dropped - Units whose status does not meet NEEDS criteria
Washington Parish Energy Center | 55486 | ST1 | Combined Cycle | Louisiana | 215 | Dropped - Units whose status does not meet NEEDS criteria
Sundance | 55522 | CT11 | Combustion Turbine | Arizona | 38 | Dropped - Units whose status does not meet NEEDS criteria
Sundance | 55522 | CT12 | Combustion Turbine | Arizona | 38 | Dropped - Units whose status does not meet NEEDS criteria
York Energy Center | 55524 | CTG7 | Combined Cycle | Pennsylvania | 120 | Dropped - Units whose status does not meet NEEDS criteria
Baytown | 55551 | UN5 | Landfill Gas | Texas | 1 | Dropped - Units whose status does not meet NEEDS criteria
Moapa Paiute Energy Center | 55642 | CTG1 | Combined Cycle | Nevada | 185 | Dropped - Units whose status does not meet NEEDS criteria
Moapa Paiute Energy Center | 55642 | CTG2 | Combined Cycle | Nevada | 185 | Dropped - Units whose status does not meet NEEDS criteria
Moapa Paiute Energy Center | 55642 | CTG3 | Combined Cycle | Nevada | 185 | Dropped - Units whose status does not meet NEEDS criteria
Moapa Paiute Energy Center | 55642 | STG1 | Combined Cycle | Nevada | 492 | Dropped - Units whose status does not meet NEEDS criteria
Nacogdoches Power | 55708 | CTG1 | Combined Cycle | Texas | 185 | Dropped - Units whose status does not meet NEEDS criteria
Nacogdoches Power | 55708 | CTG2 | Combined Cycle | Texas | 95 | Dropped - Units whose status does not meet NEEDS criteria
Nacogdoches Power | 55708 | CTG3 | Combined Cycle | Texas | 95 | Dropped - Units whose status does not meet NEEDS criteria
Nacogdoches Power | 55708 | STG1 | Combined Cycle | Texas | 86 | Dropped - Units whose status does not meet NEEDS criteria
Nacogdoches Power | 55708 | STG2 | Combined Cycle | Texas | 100 | Dropped - Units whose status does not meet NEEDS criteria
Nacogdoches Power | 55708 | STG3 | Combined Cycle | Texas | 68 | Dropped - Units whose status does not meet NEEDS criteria
FirstEnergy | 55711 | CTG1 | Combined Cycle | Arizona | 180 | Dropped - Units whose status does not meet NEEDS criteria
FirstEnergy | 55711 | CTG2 | Combined Cycle | Arizona | 180 | Dropped - Units whose status does not meet NEEDS criteria
FirstEnergy | 55711 | CTG3 | Combined Cycle | Arizona | 180 | Dropped - Units whose status does not meet NEEDS criteria
FirstEnergy | 55711 | CTG4 | Combined Cycle | Arizona | 180 | Dropped - Units whose status does not meet NEEDS criteria
FirstEnergy | 55711 | STG1 | Combined Cycle | Arizona | 180 | Dropped - Units whose status does not meet NEEDS criteria
FirstEnergy | 55711 | STG2 | Combined Cycle | Arizona | 180 | Dropped - Units whose status does not meet NEEDS criteria
Bennett Mountain | 55733 | FT01 | Combustion Turbine | Idaho | 142 | Dropped - Units whose status does not meet NEEDS criteria
Bennett Mountain | 55733 | FT03 | Combustion Turbine | Idaho | 50 | Dropped - Units whose status does not meet NEEDS criteria
Brookhaven Facility | 55778 | BH5 | Landfill Gas | New York | 0.5 | Dropped - Units whose status does not meet NEEDS criteria
Brookhaven Facility | 55778 | BH6 | Landfill Gas | New York | 0.5 | Dropped - Units whose status does not meet NEEDS criteria
Bowie Power Station LLC | 55780 | CT1 | Combined Cycle | Arizona | 172 | Dropped - Units whose status does not meet NEEDS criteria
Bowie Power Station LLC | 55780 | CT2 | Combined Cycle | Arizona | 172 | Dropped - Units whose status does not meet NEEDS criteria
Bowie Power Station LLC | 55780 | CT3 | Combined Cycle | Arizona | 172 | Dropped - Units whose status does not meet NEEDS criteria
Bowie Power Station LLC | 55780 | CT4 | Combined Cycle | Arizona | 172 | Dropped - Units whose status does not meet NEEDS criteria
Bowie Power Station LLC | 55780 | ST1 | Combined Cycle | Arizona | 181 | Dropped - Units whose status does not meet NEEDS criteria
Bowie Power Station LLC | 55780 | ST2 | Combined Cycle | Arizona | 181 | Dropped - Units whose status does not meet NEEDS criteria
Valencia Energy Facility | 55802 | CTG2 | Combustion Turbine | New Mexico | 159.5 | Dropped - Units whose status does not meet NEEDS criteria
Valencia Energy Facility | 55802 | CTG3 | Combustion Turbine | New Mexico | 84.5 | Dropped - Units whose status does not meet NEEDS criteria
Valencia Energy Facility | 55802 | CTG4 | Combustion Turbine | New Mexico | 84.2 | Dropped - Units whose status does not meet NEEDS criteria
Valencia Energy Facility | 55802 | CTG5 | Combined Cycle | New Mexico | 84.2 | Dropped - Units whose status does not meet NEEDS criteria
Valencia Energy Facility | 55802 | CTG6 | Combined Cycle | New Mexico | 84.2 | Dropped - Units whose status does not meet NEEDS criteria
RCWMD Badlands Landfill Gas Project | 55820 | GEN2 | Landfill Gas | California | 1 | Dropped - Units whose status does not meet NEEDS criteria
Curtis H Stanton Energy Center | 55821 | BCT | IGCC | Florida | 197 | Dropped - Units whose status does not meet NEEDS criteria
Curtis H Stanton Energy Center | 55821 | BST | IGCC | Florida | 132 | Dropped - Units whose status does not meet NEEDS criteria
Sherry Energy Center | 55834 | CT01 | Combustion Turbine | Wisconsin | 176 | Dropped - Units whose status does not meet NEEDS criteria
Sherry Energy Center | 55834 | CT02 | Combustion Turbine | Wisconsin | 176 | Dropped - Units whose status does not meet NEEDS criteria
Sherry Energy Center | 55834 | CT03 | Combustion Turbine | Wisconsin | 176 | Dropped - Units whose status does not meet NEEDS criteria
Sherry Energy Center | 55834 | CT04 | Combustion Turbine | Wisconsin | 176 | Dropped - Units whose status does not meet NEEDS criteria
Sherry Energy Center | 55834 | CTG1 | Combined Cycle | Wisconsin | 176 | Dropped - Units whose status does not meet NEEDS criteria
Sherry Energy Center | 55834 | CTG2 | Combined Cycle | Wisconsin | 176 | Dropped - Units whose status does not meet NEEDS criteria
Sherry Energy Center | 55834 | STG1 | Combined Cycle | Wisconsin | 180 | Dropped - Units whose status does not meet NEEDS criteria
Four Mile Hill | 55845 | 1 | Geothermal | California | 42 | Dropped - Units whose status does not meet NEEDS criteria
Telephone Flat | 55846 | 1 | Geothermal | California | 42 | Dropped - Units whose status does not meet NEEDS criteria
Valero Refinery Cogeneration Unit 2 | 55852 | GT 2 | Fossil Waste | California | 43.4 | Dropped - Units whose status does not meet NEEDS criteria
Genova Arkansas I LLC | 55869 | CTG1 | Combined Cycle | Arkansas | 160 | Dropped - Units whose status does not meet NEEDS criteria
Genova Arkansas I LLC | 55869 | CTG2 | Combined Cycle | Arkansas | 160 | Dropped - Units whose status does not meet NEEDS criteria
Genova Arkansas I LLC | 55869 | ST1 | Combined Cycle | Arkansas | 225 | Dropped - Units whose status does not meet NEEDS criteria
Montgomery County Oaks LFGE Plant | 55885 | N01 | Landfill Gas | Maryland | 2.3 | Dropped - Units whose status does not meet NEEDS criteria
Montgomery County Oaks LFGE Plant | 55885 | N02 | Landfill Gas | Maryland | 2.3 | Dropped - Units whose status does not meet NEEDS criteria
TESLA Power Project | 55937 | GTG1 | Combined Cycle | California | 162 | Dropped - Units whose status does not meet NEEDS criteria
TESLA Power Project | 55937 | GTG2 | Combined Cycle | California | 162 | Dropped - Units whose status does not meet NEEDS criteria
TESLA Power Project | 55937 | GTG3 | Combined Cycle | California | 162 | Dropped - Units whose status does not meet NEEDS criteria
TESLA Power Project | 55937 | GTG4 | Combined Cycle | California | 162 | Dropped - Units whose status does not meet NEEDS criteria
TESLA Power Project | 55937 | STG1 | Combined Cycle | California | 246 | Dropped - Units whose status does not meet NEEDS criteria
TESLA Power Project | 55937 | STG2 | Combined Cycle | California | 246 | Dropped - Units whose status does not meet NEEDS criteria
NAEA Ocean Peaking Power LLC | 55938 | OPP5 | Combustion Turbine | New Jersey | 149.2 | Dropped - Units whose status does not meet NEEDS criteria
Klamath | 56019 | CT-1 | Combined Cycle | Oregon | 162 | Dropped - Units whose status does not meet NEEDS criteria
Klamath | 56019 | CT-2 | Combined Cycle | Oregon | 162 | Dropped - Units whose status does not meet NEEDS criteria
Klamath | 56019 | ST-1 | Combined Cycle | Oregon | 220 | Dropped - Units whose status does not meet NEEDS criteria
Loring Power Plant | 56105 | GTG1 | Combined Cycle | Maine | 37 | Dropped - Units whose status does not meet NEEDS criteria
Loring Power Plant | 56105 | STG1 | Combined Cycle | Maine | 18 | Dropped - Units whose status does not meet NEEDS criteria
Cash Creek | 56107 | CT1 | Combined Cycle | Kentucky | 350.3 | Dropped - Units whose status does not meet NEEDS criteria
Cash Creek | 56107 | CT2 | Combined Cycle | Kentucky | 350.3 | Dropped - Units whose status does not meet NEEDS criteria
Cash Creek | 56107 | ST | Combined Cycle | Kentucky | 123.6 | Dropped - Units whose status does not meet NEEDS criteria
Seven Mile Creek LFG | 56149 | 5 | Landfill Gas | Wisconsin | 0.7 | Dropped - Units whose status does not meet NEEDS criteria
Freeport Energy Center | 56152 | CTG2 | Combined Cycle | Texas | 180 | Dropped - Units whose status does not meet NEEDS criteria
Kennecott Power Plant | 56163 | 5CTG | Combined Cycle | Utah | 176.9 | Dropped - Units whose status does not meet NEEDS criteria
Kennecott Power Plant | 56163 | MCHP | Combustion Turbine | Utah | 5.9 | Dropped - Units whose status does not meet NEEDS criteria
TS Power Plant | 56224 | 002 | Combustion Turbine | Nevada | 26 | Dropped - Units whose status does not meet NEEDS criteria
TS Power Plant | 56224 | 003 | Combustion Turbine | Nevada | 26 | Dropped - Units whose status does not meet NEEDS criteria
TS Power Plant | 56224 | 004 | Combustion Turbine | Nevada | 26 | Dropped - Units whose status does not meet NEEDS criteria
TS Power Plant | 56224 | 005 | Combustion Turbine | Nevada | 26 | Dropped - Units whose status does not meet NEEDS criteria
Prescott Airport | 56228 | PV2 | Solar PV | Arizona | 7 | Dropped - Units whose status does not meet NEEDS criteria
Green Valley LFGTE | 56278 | 4 | Landfill Gas | Kentucky | 0.8 | Dropped - Units whose status does not meet NEEDS criteria
SPI - Everett | 56281 | GEN1 | Biomass | Washington | 17 | Dropped - Units whose status does not meet NEEDS criteria
San Francisco Electric Reliability Proj | 56305 | 1 | Combustion Turbine | California | 48.3 | Dropped - Units whose status does not meet NEEDS criteria
San Francisco Electric Reliability Proj | 56305 | 2 | Combustion Turbine | California | 48.3 | Dropped - Units whose status does not meet NEEDS criteria
San Francisco Electric Reliability Proj | 56305 | 3 | Combustion Turbine | California | 48.3 | Dropped - Units whose status does not meet NEEDS criteria
San Francisco Intl Airport Ct Project | 56306 | 1 | Combustion Turbine | California | 48 | Dropped - Units whose status does not meet NEEDS criteria
Raft River Geothermal Power Plant | 56317 | 2 | Geothermal | Idaho | 10 | Dropped - Units whose status does not meet NEEDS criteria
Modern Innovative Energy LLC | 56323 | GEN5 | Landfill Gas | New York | 1.6 | Dropped - Units whose status does not meet NEEDS criteria
Modern Innovative Energy LLC | 56323 | GEN6 | Landfill Gas | New York | 1.6 | Dropped - Units whose status does not meet NEEDS criteria
Modern Innovative Energy LLC | 56323 | GEN7 | Landfill Gas | New York | 1.6 | Dropped - Units whose status does not meet NEEDS criteria
Modern Innovative Energy LLC | 56323 | GEN8 | Landfill Gas | New York | 1.6 | Dropped - Units whose status does not meet NEEDS criteria
Tampa Electric Co NA 2 | 56352 | 1 | Combustion Turbine | Florida | 204 | Dropped - Units whose status does not meet NEEDS criteria
Tampa Electric Co NA 2 | 56352 | 2 | Combustion Turbine | Florida | 204 | Dropped - Units whose status does not meet NEEDS criteria
Tampa Electric Co NA 2 | 56352 | 3 | Combustion Turbine | Florida | 56 | Dropped - Units whose status does not meet NEEDS criteria
Tampa Electric Co NA 2 | 56352 | 4 | Combustion Turbine | Florida | 56 | Dropped - Units whose status does not meet NEEDS criteria
Tampa Electric Co NA 2 | 56352 | 5 | Combustion Turbine | Florida | 149 | Dropped - Units whose status does not meet NEEDS criteria
Tampa Electric Co NA 2 | 56352 | 6 | Combustion Turbine | Florida | 149 | Dropped - Units whose status does not meet NEEDS criteria
Tampa Electric Co NA 2 | 56352 | 7 | Combustion Turbine | Florida | 56 | Dropped - Units whose status does not meet NEEDS criteria
Tampa Electric Co NA 3 | 56353 | 3 | Combustion Turbine | Florida | 43 | Dropped - Units whose status does not meet NEEDS criteria
Tampa Electric Co NA 3 | 56353 | 4 | Combustion Turbine | Florida | 54 | Dropped - Units whose status does not meet NEEDS criteria
Tampa Electric Co NA 4 | 56354 | 5 | Combustion Turbine | Florida | 88 | Dropped - Units whose status does not meet NEEDS criteria
Tampa Electric Co NA 4 | 56354 | 6 | Combustion Turbine | Florida | 88 | Dropped - Units whose status does not meet NEEDS criteria
Lake Area Landfill Gas Recovery | 56366 | 1 | Landfill Gas | Wisconsin | 1 | Dropped - Units whose status does not meet NEEDS criteria
Lake Area Landfill Gas Recovery | 56366 | 2 | Landfill Gas | Wisconsin | 1 | Dropped - Units whose status does not meet NEEDS criteria
Lake Area Landfill Gas Recovery | 56366 | 3 | Landfill Gas | Wisconsin | 1 | Dropped - Units whose status does not meet NEEDS criteria
Lake Area Landfill Gas Recovery | 56366 | 4 | Landfill Gas | Wisconsin | 0.7 | Dropped - Units whose status does not meet NEEDS criteria
Ecogen Wind | 56370 | 1 | Onshore Wind | New York | 272 | Dropped - Units whose status does not meet NEEDS criteria
Jordanville Wind Farm | 56398 | 1 | Onshore Wind | New York | 80 | Dropped - Units whose status does not meet NEEDS criteria
UTSA TEP II | 56401 | GEN2 | Combustion Turbine | Texas | 1.5 | Dropped - Units whose status does not meet NEEDS criteria
UTSA TEP II | 56401 | GEN3 | Combustion Turbine | Texas | 1.5 | Dropped - Units whose status does not meet NEEDS criteria
Lava Beds Wind Park LLC | 56436 | LBWP | Onshore Wind | Idaho | 18 | Dropped - Units whose status does not meet NEEDS criteria
Notch Butte Wind Park | 56438 | NBWP | Onshore Wind | Idaho | 18 | Dropped - Units whose status does not meet NEEDS criteria
Medicine Bow Fuel & Power LLC | 56452 | 1 | Coal Steam | Wyoming | 350 | Dropped - Units whose status does not meet NEEDS criteria
Robinson Power Company LLC | 56453 | CTG1 | Combined Cycle | Pennsylvania | 950 | Dropped - Units whose status does not meet NEEDS criteria
Taylorville Energy Center | 56454 | 1 | IGCC | Illinois | 533 | Dropped - Units whose status does not meet NEEDS criteria
WMPI Pty LLC | 56455 | 1 | IGCC | Pennsylvania | 41 | Dropped - Units whose status does not meet NEEDS criteria
Castle Creek Hydroplant | 56566 | 1 | Hydro | Colorado | 1.2 | Dropped - Units whose status does not meet NEEDS criteria
Robbins Community Power LLC | 56576 | 1 | Biomass | Illinois | 27.5 | Dropped - Units whose status does not meet NEEDS criteria
Robbins Community Power LLC | 56576 | 2 | Biomass | Illinois | 27.5 | Dropped - Units whose status does not meet NEEDS criteria
Ely Energy Center | 56642 | 1 | Coal Steam | Nevada | 750 | Dropped - Units whose status does not meet NEEDS criteria
Ely Energy Center | 56642 | 2 | Coal Steam | Nevada | 750 | Dropped - Units whose status does not meet NEEDS criteria
Crescent Ridge II Wind Energy Project | 56653 | 1 | Onshore Wind | Illinois | 57.8 | Dropped - Units whose status does not meet NEEDS criteria
Seldom Seen Wind LLC | 56655 | 1 | Onshore Wind | Pennsylvania | 41 | Dropped - Units whose status does not meet NEEDS criteria
Aragonne Mesa Phase II | 56656 | 1 | Onshore Wind | New Mexico | 105 | Dropped - Units whose status does not meet NEEDS criteria
Lancaster Wind Farm Project | 56657 | 1 | Onshore Wind | Illinois | 70 | Dropped - Units whose status does not meet NEEDS criteria
Majestic 2 Wind Farm | 56658 | 1 | Onshore Wind | Texas | 79.2 | Dropped - Units whose status does not meet NEEDS criteria
Texas Gulf Wind 2 | 56662 | 1 | Onshore Wind | Texas | 187.2 | Dropped - Units whose status does not meet NEEDS criteria
El Paso Wind Project | 56663 | 1 | Onshore Wind | Illinois | 80 | Dropped - Units whose status does not meet NEEDS criteria
Dempsey Ridge Wind Farm | 56665 | DR2 | Onshore Wind | Oklahoma | 92 | Dropped - Units whose status does not meet NEEDS criteria
Plant Washington | 56675 | MAIN | Coal Steam | Georgia | 850 | Dropped - Units whose status does not meet NEEDS criteria
Margarita Energy Center | 56676 | CTG1 | Combustion Turbine | California | 46.5 | Dropped - Units whose status does not meet NEEDS criteria
Greenland Energy Center | 56799 | 3 | Combined Cycle | Florida | 166.6 | Dropped - Units whose status does not meet NEEDS criteria
FibroCoast | 56816 | FC1 | Biomass | North Carolina | 55 | Dropped - Units whose status does not meet NEEDS criteria
FibroHills | 56817 | 1 | Biomass | North Carolina | 55 | Dropped - Units whose status does not meet NEEDS criteria
Britton Powerhouse | 56820 | 1 | Hydro | California | 2.8 | Dropped - Units whose status does not meet NEEDS criteria
Chalk Mountain Powerhouse | 56821 | 1 | Hydro | California | 2.2 | Dropped - Units whose status does not meet NEEDS criteria
Rock Creek Dam | 56822 | 01 | Hydro | California | 3.6 | Dropped - Units whose status does not meet NEEDS criteria
Woodfin | 56849 | 1 | Combustion Turbine | North Carolina | 40 | Dropped - Units whose status does not meet NEEDS criteria
Maidencreek Biomass Plant | 56885 | GEN 1 | Biomass | Pennsylvania | 5.2 | Dropped - Units whose status does not meet NEEDS criteria
Jersey Shore Steel Co | 56886 | GEN 1 | Landfill Gas | Pennsylvania | 1.6 | Dropped - Units whose status does not meet NEEDS criteria
Warren County Solar | 56888 | GEN 5 | Solar PV | New Jersey | 0.5 | Dropped - Units whose status does not meet NEEDS criteria
Warren County Solar | 56888 | GEN 6 | Solar PV | New Jersey | 0.5 | Dropped - Units whose status does not meet NEEDS criteria
Warren County Solar | 56888 | GEN 7 | Solar PV | New Jersey | 0.5 | Dropped - Units whose status does not meet NEEDS criteria
Warren County Solar | 56888 | GEN 8 | Solar PV | New Jersey | 0.5 | Dropped - Units whose status does not meet NEEDS criteria
Warren County Solar | 56888 | GEN 9 | Solar PV | New Jersey | 0.5 | Dropped - Units whose status does not meet NEEDS criteria
Warren County Solar | 56888 | GEN10 | Solar PV | New Jersey | 0.5 | Dropped - Units whose status does not meet NEEDS criteria
Noble Bellmont Windpark LLC | 56903 | 1 | Onshore Wind | New York | 21 | Dropped - Units whose status does not meet NEEDS criteria
Reedsport OPT Wave Park | 56906 | 1 | Hydro | Oregon | 1.5 | Dropped - Units whose status does not meet NEEDS criteria
Western GeoPower Unit 1 | 56907 | TBD | Geothermal | California | 22.5 | Dropped - Units whose status does not meet NEEDS criteria
Imperial Valley Solar, LLC | 56917 | 2 | Solar PV | California | 400 | Dropped - Units whose status does not meet NEEDS criteria
Painted Hills IV Wind | 56926 | 1 | Onshore Wind | California | 19.5 | Dropped - Units whose status does not meet NEEDS criteria
Helms Energy Center | 56955 | 1 | Combustion Turbine | California | 49 | Dropped - Units whose status does not meet NEEDS criteria
Pioneer Crossing Energy, LLC | 56957 | LFG6 | Landfill Gas | Pennsylvania | 1.6 | Dropped - Units whose status does not meet NEEDS criteria
Pioneer Crossing Energy, LLC | 56957 | LFG7 | Landfill Gas | Pennsylvania | 1.6 | Dropped - Units whose status does not meet NEEDS criteria
Hyland LFGTE Facility | 56987 | GEN4 | Landfill Gas | New York | 1.6 | Dropped - Units whose status does not meet NEEDS criteria
Pueblo Airport Generating Station | 56998 | GT3 | Combustion Turbine | Colorado | 90 | Dropped - Units whose status does not meet NEEDS criteria
CPV Vaca Station LLC | 56999 | CTG1 | Combined Cycle | California | 189 | Dropped - Units whose status does not meet NEEDS criteria
CPV Vaca Station LLC | 56999 | CTG2 | Combined Cycle | California | 189 | Dropped - Units whose status does not meet NEEDS criteria
CPV Vaca Station LLC | 56999 | STG | Combined Cycle | California | 198 | Dropped - Units whose status does not meet NEEDS criteria
DeKalb County Green Energy Facility | 57013 | 3 | Landfill Gas | Georgia | 1.6 | Dropped - Units whose status does not meet NEEDS criteria
Cleveland Cnty Generating Facility | 57029 | 5 | Combustion Turbine | North Carolina | 180.8 | Dropped - Units whose status does not meet NEEDS criteria
Cleveland Cnty Generating Facility | 57029 | 6 | Combustion Turbine | North Carolina | 180.8 | Dropped - Units whose status does not meet NEEDS criteria
Cleveland Cnty Generating Facility | 57029 | 7 | Combustion Turbine | North Carolina | 180.8 | Dropped - Units whose status does not meet NEEDS criteria
Cleveland Cnty Generating Facility | 57029 | 8 | Combustion Turbine | North Carolina | 180.8 | Dropped - Units whose status does not meet NEEDS criteria
Alakanuk | 57053 | G309 | Combustion Turbine | Alaska | 0.5 | Dropped - Units whose status does not meet NEEDS criteria
Quinhagak | 57057 | 1A | Combustion Turbine | Alaska | 0.5 | Dropped - Units whose status does not meet NEEDS criteria
Bowers Wind Project | 57088 | 1 | Onshore Wind | Maine | 48 | Dropped - Units whose status does not meet NEEDS criteria
Simpson Ridge Wind Farm LLC | 57117 | GEN 1 | Onshore Wind | Wyoming | 50 | Dropped - Units whose status does not meet NEEDS criteria
Solar Photovoltaic Project #24 | 57127 | SO24A | Solar PV | California | 0.5 | Dropped - Units whose status does not meet NEEDS criteria
Solar Photovoltaic Project #24 | 57127 | SO24B | Solar PV | California | 0.5 | Dropped - Units whose status does not meet NEEDS criteria
Solar Photovoltaic Project #24 | 57127 | SO24C | Solar PV | California | 0.5 | Dropped - Units whose status does not meet NEEDS criteria
Solar Photovoltaic Project #24 | 57127 | SO24D | Solar PV | California | 0.5 | Dropped - Units whose status does not meet NEEDS criteria
Solar Photovoltaic Project #24 | 57127 | SO24E | Solar PV | California | 0.5 | Dropped - Units whose status does not meet NEEDS criteria
Solar Photovoltaic Project #24 | 57127 | SO24F | Solar PV | California | 0.5 | Dropped - Units whose status does not meet NEEDS criteria
Solar Photovoltaic Project #24 | 57127 | SO24G | Solar PV | California | 0.5 | Dropped - Units whose status does not meet NEEDS criteria
Solar Photovoltaic Project #24 | 57127 | SO24H | Solar PV | California | 0.5 | Dropped - Units whose status does not meet NEEDS criteria
Chapin Mountain | 57142 | CM | Onshore Wind | Idaho | 19.5 | Dropped - Units whose status does not meet NEEDS criteria
Jack Ranch 200 | 57143 | JR200 | Onshore Wind | Idaho | 200 | Dropped - Units whose status does not meet NEEDS criteria
Cottonwood Wind Park | 57144 | JR20 | Onshore Wind | Idaho | 20 | Dropped - Units whose status does not meet NEEDS criteria
Rogerson Flats | 57145 | RF | Onshore Wind | Idaho | 20 | Dropped - Units whose status does not meet NEEDS criteria
Deep Creek Wind Park | 57146 | JR1 | Onshore Wind | Idaho | 20 | Dropped - Units whose status does not meet NEEDS criteria
Conner Ridge | 57147 | CR | Onshore Wind | Idaho | 19.5 | Dropped - Units whose status does not meet NEEDS criteria
Badger Peak | 57148 | BP | Onshore Wind | Idaho | 20 | Dropped - Units whose status does not meet NEEDS criteria
Bonanza Bar | 57149 | BBAR | Onshore Wind | Idaho | 20 | Dropped - Units whose status does not meet NEEDS criteria
Salmon Creek | 57150 | SC | Onshore Wind | Idaho | 20 | Dropped - Units whose status does not meet NEEDS criteria
Waste Management Tri-Cities LFGTE | 57164 | GEN1 | Landfill Gas | California | 1.6 | Dropped - Units whose status does not meet NEEDS criteria
Waste Management Tri-Cities LFGTE | 57164 | GEN2 | Landfill Gas | California | 1.6 | Dropped - Units whose status does not meet NEEDS criteria
Waste Management Tri-Cities LFGTE | 57164 | GEN3 | Landfill Gas | California | 1.6 | Dropped - Units whose status does not meet NEEDS criteria
Colorado Highlands Wind | 57174 | CHW3 | Onshore Wind | Colorado | 19.7 | Dropped - Units whose status does not meet NEEDS criteria
Baca Renewable Energy LLC | 57175 | BACA1 | Onshore Wind | Colorado | 75 | Dropped - Units whose status does not meet NEEDS criteria
Buckeye Geothermal Power Plant | 57180 | 1 | Geothermal | California | 49.9 | Dropped - Units whose status does not meet NEEDS criteria
Wild Horse Power Plant | 57181 | 1 | Geothermal | California | 40 | Dropped - Units whose status does not meet NEEDS criteria
PPL Glendon LFGTE Plant | 57183 | 3 | Landfill Gas | Pennsylvania | 1.6 | Dropped - Units whose status does not meet NEEDS criteria
Ripley Westfield Wind LLC | 57193 | WTG | Onshore Wind | New York | 75 | Dropped - Units whose status does not meet NEEDS criteria
Soldotna | 57206 | 2 | Combustion Turbine | Alaska | 44 | Dropped - Units whose status does not meet NEEDS criteria
Rumble Road Energy Center | 57209 | 3 | Combined Cycle | Georgia | 200 | Dropped - Units whose status does not meet NEEDS criteria
Rumble Road Energy Center | 57209 | 3A | Combined Cycle | Georgia | 200 | Dropped - Units whose status does not meet NEEDS criteria
Rumble Road Energy Center | 57209 | 3B | Combined Cycle | Georgia | 200 | Dropped - Units whose status does not meet NEEDS criteria
Orange County Biomass LLC | 57215 | G-01 | Biomass | South Carolina | 35 | Dropped - Units whose status does not meet NEEDS criteria
Solar Photovoltaic Project #04 | 57218 | S004A | Solar PV | California | 0.5 | Dropped - Units whose status does not meet NEEDS criteria
Solar Photovoltaic Project #04 | 57218 | S004B | Solar PV | California | 0.5 | Dropped - Units whose status does not meet NEEDS criteria
Solar Photovoltaic Project #04 | 57218 | S004C | Solar PV | California | 0.5 | Dropped - Units whose status does not meet NEEDS criteria
Solar Photovoltaic Project #08 | 57222 | S008E | Solar PV | California | 0.5 | Dropped - Units whose status does not meet NEEDS criteria
Solar Photovoltaic Project #09 | 57223 | S009C | Solar PV | California | 0.5 | Dropped - Units whose status does not meet NEEDS criteria
Solar Photovoltaic Project #10 | 57224 | S010D | Solar PV | California | 0.5 | Dropped - Units whose status does not meet NEEDS criteria
Solar Photovoltaic Project #12 | 57226 | S012B | Solar PV | California | 0.5 | Dropped - Units whose status does not meet NEEDS criteria
Solar Photovoltaic Project #14 | 57228 | S014A | Solar PV | California | 0.5 | Dropped - Units whose status does not meet NEEDS criteria
Solar Photovoltaic Project #14 | 57228 | S014B | Solar PV | California | 0.5 | Dropped - Units whose status does not meet NEEDS criteria
Solar Photovoltaic Project #14 | 57228 | S014C | Solar PV | California | 0.5 | Dropped - Units whose status does not meet NEEDS criteria
Solar Photovoltaic Project #17 | 57231 | S017H | Solar PV | California | 0.5 | Dropped - Units whose status does not meet NEEDS criteria
Solar Photovoltaic Project #18 | 57232 | S018D | Solar PV | California | 0.5 | Dropped - Units whose status does not meet NEEDS criteria
Solar Photovoltaic Project #19 | 57233 | S019A | Solar PV | California | 0.5 | Dropped - Units whose status does not meet NEEDS criteria
Solar Photovoltaic Project #19 | 57233 | S019B | Solar PV | California | 0.5 | Dropped - Units whose status does not meet NEEDS criteria
Solar Photovoltaic Project #19 | 57233 | S019C | Solar PV | California | 0.5 | Dropped - Units whose status does not meet NEEDS criteria
Solar Photovoltaic Project #19 | 57233 | S019D | Solar PV | California | 0.5 | Dropped - Units whose status does not meet NEEDS criteria
Solar Photovoltaic Project #19 | 57233 | S019E | Solar PV | California | 0.5 | Dropped - Units whose status does not meet NEEDS criteria
Solar Photovoltaic Project #19 | 57233 | S019F | Solar PV | California | 0.5 | Dropped - Units whose status does not meet NEEDS criteria
Solar Photovoltaic Project #19 | 57233 | S019G | Solar PV | California | 0.5 | Dropped - Units whose status does not meet NEEDS criteria
Solar Photovoltaic Project #19 | 57233 | S019H | Solar PV | California | 0.5 | Dropped - Units whose status does not meet NEEDS criteria
Solar Photovoltaic Project #19 | 57233 | S019I | Solar PV | California | 0.5 | Dropped - Units whose status does not meet NEEDS criteria
Solar Photovoltaic Project #20 | 57234 | S020A | Solar PV | California | 0.5 | Dropped - Units whose status does not meet NEEDS criteria
Solar Photovoltaic Project #20 | 57234 | S020B | Solar PV | California | 0.5 | Dropped - Units whose status does not meet NEEDS criteria
Solar Photovoltaic Project #20 | 57234 | S020C | Solar PV | California | 0.5 | Dropped - Units whose status does not meet NEEDS criteria
Solar Photovoltaic Project #20 | 57234 | S020D | Solar PV | California | 0.5 | Dropped - Units whose status does not meet NEEDS criteria
Solar Photovoltaic Project #20 | 57234 | S020E | Solar PV | California | 0.5 | Dropped - Units whose status does not meet NEEDS criteria
Solar Photovoltaic Project #20 | 57234 | S020F | Solar PV | California | 0.5 | Dropped - Units whose status does not meet NEEDS criteria
Solar Photovoltaic Project #20 | 57234 | S020G | Solar PV | California | 0.5 | Dropped - Units whose status does not meet NEEDS criteria
Solar Photovoltaic Project #21 | 57235 | S021A | Solar PV | California | 0.5 | Dropped - Units whose status does not meet NEEDS criteria
Solar Photovoltaic Project #21 | 57235 | S021B | Solar PV | California | 0.5 | Dropped - Units whose status does not meet NEEDS criteria
Solar Photovoltaic Project #21 | 57235 | S021C | Solar PV | California | 0.5 | Dropped - Units whose status does not meet NEEDS criteria
Solar Photovoltaic Project #21 | 57235 | S021D | Solar PV | California | 0.5 | Dropped - Units whose status does not meet NEEDS criteria
Solar Photovoltaic Project #21 | 57235 | S021E | Solar PV | California | 0.5 | Dropped - Units whose status does not meet NEEDS criteria
Solar Photovoltaic Project #23 | 57236 | S023F | Solar PV | California | 0.5 | Dropped - Units whose status does not meet NEEDS criteria
Solar Photovoltaic Project #27 | 57246 | S027E | Solar PV | California | 0.5 | Dropped - Units whose status does not meet NEEDS criteria
Solar Photovoltaic Project #27 | 57246 | S027F | Solar PV | California | 0.5 | Dropped - Units whose status does not meet NEEDS criteria
Solar Photovoltaic Project #28 | 57247 | S028H | Solar PV | California | 0.5 | Dropped - Units whose status does not meet NEEDS criteria
Trishe Wind Minnesota | 57255 | 1 | Onshore Wind | Minnesota | 40 | Dropped - Units whose status does not meet NEEDS criteria
Trishe Wind Minnesota | 57255 | 2 | Onshore Wind | Minnesota | 300 | Dropped - Units whose status does not meet NEEDS criteria
PA Solar Park | 57256 | 2 | Solar PV | Pennsylvania | 3.8 | Dropped - Units whose status does not meet NEEDS criteria
Blythe Solar Power Project | 57273 | 1 | Solar Thermal | California | 0 | Dropped - Units whose status does not meet NEEDS criteria
Blythe Solar Power Project | 57273 | 2 | Solar Thermal | California | 0 | Dropped - Units whose status does not meet NEEDS criteria
Blythe Solar Power Project | 57273 | 3 | Solar Thermal | California | 232 | Dropped - Units whose status does not meet NEEDS criteria
Blythe Solar Power Project | 57273 | 4 | Solar Thermal | California | 232 | Dropped - Units whose status does not meet NEEDS criteria
Rice Solar Energy | 57276 | RSE1 | Solar Thermal | California | 150 | Dropped - Units whose status does not meet NEEDS criteria
Flat Water Wind Farm LLC | 57283 | WTG2 | Onshore Wind | Nebraska | 6.9 | Dropped - Units whose status does not meet NEEDS criteria
Alpine Solar | 57295 | 2 | Solar PV | California | 66 | Dropped - Units whose status does not meet NEEDS criteria
Southern Owens Valley Solar Ranch | 57304 | 1 | Solar PV | California | 200 | Dropped - Units whose status does not meet NEEDS criteria
Van Norman Bypass Solar Project | 57307 | 1 | Solar PV | California | 2 | Dropped - Units whose status does not meet NEEDS criteria
LATTC South Campus Solar | 57312 | 1 | Solar PV | California | 1.1 | Dropped - Units whose status does not meet NEEDS criteria
MP Wilson LLC | 57370 | 1 | Landfill Gas | North Carolina | 1.1 | Dropped - Units whose status does not meet NEEDS criteria
MP Wilson LLC | 57370 | 2 | Landfill Gas | North Carolina | 1.1 | Dropped - Units whose status does not meet NEEDS criteria
Turning Point Solar | 57371 | TPS50 | Solar PV | Ohio | 44 | Dropped - Units whose status does not meet NEEDS criteria
Turning Point Solar | 57371 | TPS51 | Solar PV | Ohio | 0 | Dropped - Units whose status does not meet NEEDS criteria
Turning Point Solar | 57371 | TPS52 | Solar PV | Ohio | 0 | Dropped - Units whose status does not meet NEEDS criteria
Agua Caliente Solar Project | 57373 | AGU01 | Solar PV | Arizona | 290 | Dropped - Units whose status does not meet NEEDS criteria
TAA Solar Facility | 57391 | TAA1 | Solar PV | Arizona | 2.8 | Dropped - Units whose status does not meet NEEDS criteria
Lakeview Cogeneration LLC | 57398 | 1 | Biomass | Oregon | 24 | Dropped - Units whose status does not meet NEEDS criteria
Mahoning | 57411 | GEN6 | Landfill Gas | Ohio | 0.8 | Dropped - Units whose status does not meet NEEDS criteria
K Road Calico Solar | 57416 | 01 | Solar PV | California | 0 | Dropped - Units whose status does not meet NEEDS criteria
K Road Calico Solar | 57416 | 02 | Solar PV | California | 0 | Dropped - Units whose status does not meet NEEDS criteria
Black Rock I | 57477 | G3201 | Geothermal | California | 60 | Dropped - Units whose status does not meet NEEDS criteria
Black Rock II | 57478 | G3202 | Geothermal | California | 60 | Dropped - Units whose status does not meet NEEDS criteria
Black Rock III | 57479 | G303 | Geothermal | California | 60 | Dropped - Units whose status does not meet NEEDS criteria
Sampson County Disposal | 57492 | GEN7 | Landfill Gas | North Carolina | 1.6 | Dropped - Units whose status does not meet NEEDS criteria
Sampson County Disposal | 57492 | GEN8 | Landfill Gas | North Carolina | 1.6 | Dropped - Units whose status does not meet NEEDS criteria
Perdido | 57502 | 3 | Landfill Gas | Florida | 1.5 | Dropped - Units whose status does not meet NEEDS criteria
Oneida Energy | 57503 | CE1 | Combustion Turbine | Wisconsin | 1.5 | Dropped - Units whose status does not meet NEEDS criteria
Oneida Energy | 57503 | CE2 | Combustion Turbine | Wisconsin | 1.5 | Dropped - Units whose status does not meet NEEDS criteria
Oneida Energy | 57503 | CE3 | Combustion Turbine | Wisconsin | 1.5 | Dropped - Units whose status does not meet NEEDS criteria
Purdue Energy Park | 57518 | 1 | Onshore Wind | Indiana | 20 | Dropped - Units whose status does not meet NEEDS criteria
Purdue Energy Park | 57518 | 2 | Onshore Wind | Indiana | 19.2 | Dropped - Units whose status does not meet NEEDS criteria
Giffen | 57521 | 2 | Solar PV | California | 10 | Dropped - Units whose status does not meet NEEDS criteria
Painted Hills | 57527 | 1 | Onshore Wind | California | 17.5 | Dropped - Units whose status does not meet NEEDS criteria
Solar Photovoltaic Project #25 | 57528 | S25A | Solar PV | California | 0.5 | Dropped - Units whose status does not meet NEEDS criteria
Solar Photovoltaic Project #25 | 57528 | S25B | Solar PV | California | 0.5 | Dropped - Units whose status does not meet NEEDS criteria
Solar Photovoltaic Project #25 | 57528 | S25C | Solar PV | California | 0.5 | Dropped - Units whose status does not meet NEEDS criteria
Solar Photovoltaic Project #25 | 57528 | S25D | Solar PV | California | 0.5 | Dropped - Units whose status does not meet NEEDS criteria
Solar Photovoltaic Project #25 | 57528 | S25E | Solar PV | California | 0.5 | Dropped - Units whose status does not meet NEEDS criteria
Solar Photovoltaic Project #25 | 57528 | S25F | Solar PV | California | 0.5 | Dropped - Units whose status does not meet NEEDS criteria
Solar Photovoltaic Project #25 | 57528 | S25G | Solar PV | California | 0.5 | Dropped - Units whose status does not meet NEEDS criteria
Solar Photovoltaic Project #25 | 57528 | S25H | Solar PV | California | 0.5 | Dropped - Units whose status does not meet NEEDS criteria
Solar Photovoltaic Project #25 | 57528 | S25I | Solar PV | California | 0.5 | Dropped - Units whose status does not meet NEEDS criteria
Solar Photovoltaic Project #30 | 57532 | S30A | Solar PV | California | 0.5 | Dropped - Units whose status does not meet NEEDS criteria
Solar Photovoltaic Project #30 | 57532 | S30B | Solar PV | California | 0.5 | Dropped - Units whose status does not meet NEEDS criteria
Solar Photovoltaic Project #30 | 57532 | S30C | Solar PV | California | 0.5 | Dropped - Units whose status does not meet NEEDS criteria
Solar Photovoltaic Project #31 | 57533 | S31A | Solar PV | California | 0.5 | Dropped - Units whose status does not meet NEEDS criteria
Solar Photovoltaic Project #31 | 57533 | S31B | Solar PV | California | 0.5 | Dropped - Units whose status does not meet NEEDS criteria
Solar Photovoltaic Project #35 | 57537 | 35H | Solar PV | California | 0.5 | Dropped - Units whose status does not meet NEEDS criteria
Solar Photovoltaic Project #35 | 57537 | 35I | Solar PV | California | 0.5 | Dropped - Units whose status does not meet NEEDS criteria
Solar Photovoltaic Project #35 | 57537 | 35J | Solar PV | California | 0.5 | Dropped - Units whose status does not meet NEEDS criteria
Solar Photovoltaic Project #35 | 57537 | 35K | Solar PV | California | 0.5 | Dropped - Units whose status does not meet NEEDS criteria
Solar Photovoltaic Project #35 | 57537 | 35L | Solar PV | California | 0.5 | Dropped - Units whose status does not meet NEEDS criteria
Solar Photovoltaic Project #35 | 57537 | 35M | Solar PV | California | 0.5 | Dropped - Units whose status does not meet NEEDS criteria
Solar Photovoltaic Project #35 | 57537 | 35N | Solar PV | California | 0.5 | Dropped - Units whose status does not meet NEEDS criteria
Solar Photovoltaic Project #35 | 57537 | S35A | Solar PV | California | 0.5 | Dropped - Units whose status does not meet NEEDS criteria
Solar Photovoltaic Project #35 | 57537 | S35B | Solar PV | California | 0.5 | Dropped - Units whose status does not meet NEEDS criteria
Solar Photovoltaic Project #35 | 57537 | S35C | Solar PV | California | 0.5 | Dropped - Units whose status does not meet NEEDS criteria
Solar Photovoltaic Project #35 | 57537 | S35D | Solar PV | California | 0.5 | Dropped - Units whose status does not meet NEEDS criteria
Solar Photovoltaic Project #35 | 57537 | S35E | Solar PV | California | 0.5 | Dropped - Units whose status does not meet NEEDS criteria
Solar Photovoltaic Project #35 | 57537 | S35F | Solar PV | California | 0.5 | Dropped - Units whose status does not meet NEEDS criteria
Solar Photovoltaic Project #35 | 57537 | S35G | Solar PV | California | 0.5 | Dropped - Units whose status does not meet NEEDS criteria
Solar Photovoltaic Project #40 | 57538 | S40A | Solar PV | California | 0.5 | Dropped - Units whose status does not meet NEEDS criteria
Solar Photovoltaic Project #40 | 57538 | S40B | Solar PV | California | 0.5 | Dropped - Units whose status does not meet NEEDS criteria
Solar Photovoltaic Project #40 | 57538 | S40C | Solar PV | California | 0.5 | Dropped - Units whose status does not meet NEEDS criteria
Solar Photovoltaic Project #40 | 57538 | S40D | Solar PV | California | 0.5 | Dropped - Units whose status does not meet NEEDS criteria
Solar Photovoltaic Project #40 | 57538 | S40E | Solar PV | California | 0.5 | Dropped - Units whose status does not meet NEEDS criteria
Solar Photovoltaic Project #40 | 57538 | S40F | Solar PV | California | 0.5 | Dropped - Units whose status does not meet NEEDS criteria
Solar Photovoltaic Project #40 | 57538 | S40G | Solar PV | California | 0.5 | Dropped - Units whose status does not meet NEEDS criteria
Solar Photovoltaic Project #40 | 57538 | S40H | Solar PV | California | 0.5 | Dropped - Units whose status does not meet NEEDS criteria
Solar Photovoltaic Project #40 | 57538 | S40I | Solar PV | California | 0.5 | Dropped - Units whose status does not meet NEEDS criteria
Solar Photovoltaic Project #40 | 57538 | S40J | Solar PV | California | 0.5 | Dropped - Units whose status does not meet NEEDS criteria
Solar Photovoltaic Project #40 | 57538 | S40K | Solar PV | California | 0.5 | Dropped - Units whose status does not meet NEEDS criteria
Solar Photovoltaic Project #40 | 57538 | S40L | Solar PV | California | 0.5 | Dropped - Units whose status does not meet NEEDS criteria
Solar Photovoltaic Project #40 | 57538 | S40M | Solar PV | California | 0.5 | Dropped - Units whose status does not meet NEEDS criteria
Solar Photovoltaic Project #40 | 57538 | S40N | Solar PV | California | 0.5 | Dropped - Units whose status does not meet NEEDS criteria
Solar Photovoltaic Project #40 | 57538 | S40O | Solar PV | California | 0.5 | Dropped - Units whose status does not meet NEEDS criteria
Solar Photovoltaic Project #40 | 57538 | S40P | Solar PV | California | 0.5 | Dropped - Units whose status does not meet NEEDS criteria
Solar Photovoltaic Project #40 | 57538 | S40Q | Solar PV | California | 0.5 | Dropped - Units whose status does not meet NEEDS criteria
Solar Photovoltaic Project #40 | 57538 | S40R | Solar PV | California | 0.5 | Dropped - Units whose status does not meet NEEDS criteria
Solar Photovoltaic Project #40 | 57538 | S40S | Solar PV | California | 0.5 | Dropped - Units whose status does not meet NEEDS criteria
Solar Photovoltaic Project #40 | 57538 | S40T | Solar PV | California | 0.5 | Dropped - Units whose status does not meet NEEDS criteria
Solar Photovoltaic Project #41 | 57539 | S41A | Solar PV | California | 0.5 | Dropped - Units whose status does not meet NEEDS criteria
Solar Photovoltaic Project #41 | 57539 | S41B | Solar PV | California | 0.5 | Dropped - Units whose status does not meet NEEDS criteria
Solar Photovoltaic Project #41 | 57539 | S41C | Solar PV | California | 0.5 | Dropped - Units whose status does not meet NEEDS criteria
Solar Photovoltaic Project #41 | 57539 | S41D | Solar PV | California | 0.5 | Dropped - Units whose status does not meet NEEDS criteria
Solar Photovoltaic Project #41 | 57539 | S41E | Solar PV | California | 0.5 | Dropped - Units whose status does not meet NEEDS criteria
Solar Photovoltaic Project #41 | 57539 | S41F | Solar PV | California | 0.5 | Dropped - Units whose status does not meet NEEDS criteria
Solar Photovoltaic Project #41 | 57539 | S41G | Solar PV | California | 0.5 | Dropped - Units whose status does not meet NEEDS criteria
Solar Photovoltaic Project #41 | 57539 | S41H | Solar PV | California | 0.5 | Dropped - Units whose status does not meet NEEDS criteria
Solar Photovoltaic Project #41 | 57539 | S41I | Solar PV | California | 0.5 | Dropped - Units whose status does not meet NEEDS criteria
Solar Photovoltaic Project #41 | 57539 | S41J | Solar PV | California | 0.5 | Dropped - Units whose status does not meet NEEDS criteria
Solar Photovoltaic Project #41 | 57539 | S41K | Solar PV | California | 0.5 | Dropped - Units whose status does not meet NEEDS criteria
Solar Photovoltaic Project #41 | 57539 | S41L | Solar PV | California | 0.5 | Dropped - Units whose status does not meet NEEDS criteria
Solar Photovoltaic Project #41 | 57539 | S41M | Solar PV | California | 0.5 | Dropped - Units whose status does not meet NEEDS criteria
Solar Photovoltaic Project #41 | 57539 | S41N | Solar PV | California | 0.5 | Dropped - Units whose status does not meet NEEDS criteria
Solar Photovoltaic Project #41 | 57539 | S41O | Solar PV | California | 0.5 | Dropped - Units whose status does not meet NEEDS criteria
Solar Photovoltaic Project #41 | 57539 | S41P | Solar PV | California | 0.5 | Dropped - Units whose status does not meet NEEDS criteria
Solar Photovoltaic Project #41 | 57539 | S41Q | Solar PV | California | 0.5 | Dropped - Units whose status does not meet NEEDS criteria
Solar Photovoltaic Project #41 | 57539 | S41R | Solar PV | California | 0.5 | Dropped - Units whose status does not meet NEEDS criteria
Solar Photovoltaic Project #41 | 57539 | S41S | Solar PV | California | 0.5 | Dropped - Units whose status does not meet NEEDS criteria
Solar Photovoltaic Project #41 | 57539 | S41T | Solar PV | California | 0.5 | Dropped - Units whose status does not meet NEEDS criteria
Solar Photovoltaic Project #45 | 57541 | S45A | Solar PV | California | 0.5 | Dropped - Units whose status does not meet NEEDS criteria
Solar Photovoltaic Project #45 | 57541 | S45B | Solar PV | California | 0.5 | Dropped - Units whose status does not meet NEEDS criteria
Solar Photovoltaic Project #45 | 57541 | S45C | Solar PV | California | 0.5 | Dropped - Units whose status does not meet NEEDS criteria
Solar Photovoltaic Project #45 | 57541 | S45D | Solar PV | California | 0.5 | Dropped - Units whose status does not meet NEEDS criteria
Solar Photovoltaic Project #45 | 57541 | S45E | Solar PV | California | 0.5 | Dropped - Units whose status does not meet NEEDS criteria
Solar Photovoltaic Project #45 | 57541 | S45F | Solar PV | California | 0.5 | Dropped - Units whose status does not meet NEEDS criteria
Solar Photovoltaic Project #45 | 57541 | S45G | Solar PV | California | 0.5 | Dropped - Units whose status does not meet NEEDS criteria
Solar Photovoltaic Project #45 | 57541 | S45H | Solar PV | California | 0.5 | Dropped - Units whose status does not meet NEEDS criteria
Solar Photovoltaic Project #45 | 57541 | S45I | Solar PV | California | 0.5 | Dropped - Units whose status does not meet NEEDS criteria
Solar Photovoltaic Project #45 | 57541 | S45J | Solar PV | California | 0.5 | Dropped - Units whose status does not meet NEEDS criteria
Solar Photovoltaic Project #45 | 57541 | S45K | Solar PV | California | 0.5 | Dropped - Units whose status does not meet NEEDS criteria
Solar Photovoltaic Project #45 | 57541 | S45L | Solar PV | California | 0.5 | Dropped - Units whose status does not meet NEEDS criteria
Solar Photovoltaic Project #47 | 57543 | S47A | Solar PV | California | 0.5 | Dropped - Units whose status does not meet NEEDS criteria
Solar Photovoltaic Project #47 | 57543 | S47B | Solar PV | California | 0.5 | Dropped - Units whose status does not meet NEEDS criteria
Solar Photovoltaic Project #46 | 57545 | S46A | Solar PV | California | 0.5 | Dropped - Units whose status does not meet NEEDS criteria
Solar Photovoltaic Project #46 | 57545 | S46B | Solar PV | California | 0.5 | Dropped - Units whose status does not meet NEEDS criteria
Solar Photovoltaic Project #46 | 57545 | S46C | Solar PV | California | 0.5 | Dropped - Units whose status does not meet NEEDS criteria
Solar Photovoltaic Project #46 | 57545 | S46D | Solar PV | California | 0.5 | Dropped - Units whose status does not meet NEEDS criteria
Solar Photovoltaic Project #46 | 57545 | S46E | Solar PV | California | 0.5 | Dropped - Units whose status does not meet NEEDS criteria
Solar Photovoltaic Project #46 | 57545 | S46F | Solar PV | California | 0.5 | Dropped - Units whose status does not meet NEEDS criteria
Solar Photovoltaic Project #46 | 57545 | S46G | Solar PV | California | 0.5 | Dropped - Units whose status does not meet NEEDS criteria
Milford Wind Corridor Phase III | 57546 | 1 | Onshore Wind | Utah | 100 | Dropped - Units whose status does not meet NEEDS criteria
Oakley Generating Station | 57552 | CT1 | Combined Cycle | California | 197.3 | Dropped - Units whose status does not meet NEEDS criteria
Oakley Generating Station | 57552 | CT2 | Combined Cycle | California | 197.3 | Dropped - Units whose status does not meet NEEDS criteria
Oakley Generating Station | 57552 | ST | Combined Cycle | California | 191.3 | Dropped - Units whose status does not meet NEEDS criteria
Kalaeloa Solar One | 57569 | KS1-A | Solar PV | Hawaii | 3 | Dropped - Units whose status does not meet NEEDS criteria
Kalaeloa Solar One | 57569 | KS1-B | Solar PV | Hawaii | 3 | Dropped - Units whose status does not meet NEEDS criteria
FibroMont | 57596 | G1 | Biomass | North Carolina | 55 | Dropped - Units whose status does not meet NEEDS criteria
Paulding Wind Farm LLC | 57611 | GEN1 | Onshore Wind | Ohio | 49 | Dropped - Units whose status does not meet NEEDS criteria
Number Nine Wind Farm | 57612 | GEN1 | Onshore Wind | Maine | 250 | Dropped - Units whose status does not meet NEEDS criteria
Antelope Ridge Wind Power | 57615 | GEN1 | Onshore Wind | Oregon | 300 | Dropped - Units whose status does not meet NEEDS criteria
Blackstone Wind Farm III | 57618 | GEN1 | Onshore Wind | Illinois | 200 | Dropped - Units whose status does not meet NEEDS criteria
Blackstone Wind Farm IV | 57619 | GEN1 | Onshore Wind | Illinois | 100 | Dropped - Units whose status does not meet NEEDS criteria
Beaver Wood Energy Fair Haven, LLC | 57634 | GEN1 | Biomass | Vermont | 29.5 | Dropped - Units whose status does not meet NEEDS criteria
Antelope Solar Farm | 57641 | FRV2 | Solar PV | California | 20 | Dropped - Units whose status does not meet NEEDS criteria
Vestas Towers America, Inc. | 57643 | V112 | Onshore Wind | Colorado | 3 | Dropped - Units whose status does not meet NEEDS criteria
Sorrento | 57686 | 1 | Solar PV | Florida | 40 | Dropped - Units whose status does not meet NEEDS criteria
Cheyenne Prairie Generating Station | 57703 | 02B | Combustion Turbine | Wyoming | 40 | Dropped - Units whose status does not meet NEEDS criteria
Cheyenne Prairie Generating Station | 57703 | 03A | Combustion Turbine | Wyoming | 40 | Dropped - Units whose status does not meet NEEDS criteria
West Butte Wind Power Project | 57704 | WB-1 | Onshore Wind | Oregon | 104.5 | Dropped - Units whose status does not meet NEEDS criteria
Gibson County Generation Station | 57709 | 1 | Combined Cycle | Tennessee | 371 | Dropped - Units whose status does not meet NEEDS criteria
Suzlon Project VIII LLC | 57741 | S128 | Onshore Wind | Texas | 2.6 | Dropped - Units whose status does not meet NEEDS criteria
St Joseph Energy Center | 57794 | 1 | Combined Cycle | Indiana | 642 | Dropped - Units whose status does not meet NEEDS criteria
St Joseph Energy Center | 57794 | CT3 | Combined Cycle | Indiana | 237 | Dropped - Units whose status does not meet NEEDS criteria
St Joseph Energy Center | 57794 | CT4 | Combined Cycle | Indiana | 237 | Dropped - Units whose status does not meet NEEDS criteria
St Joseph Energy Center | 57794 | ST2 | Combined Cycle | Indiana | 232 | Dropped - Units whose status does not meet NEEDS criteria
Levy Nuclear Plant | 57894 | LNP1 | Nuclear | Florida | 1092 | Dropped - Units whose status does not meet NEEDS criteria
Levy Nuclear Plant | 57894 | LNP2 | Nuclear | Florida | 1092 | Dropped - Units whose status does not meet NEEDS criteria
Hidden Hills Solar Plant 1 | 57905 | 1 | Solar Thermal | California | 250 | Dropped - Units whose status does not meet NEEDS criteria
Hidden Hills Solar Plant 2 | 57906 | 1 | Solar Thermal | California | 250 | Dropped - Units whose status does not meet NEEDS criteria
Dolan Springs | 57920 | 1 | Onshore Wind | Arizona | 300 | Dropped - Units whose status does not meet NEEDS criteria
Kettleman Solar | 57921 | 1 | Solar PV | California | 22 | Dropped - Units whose status does not meet NEEDS criteria
Dry Lake Solar | 57922 | 1 | Solar PV | Arizona | 50 | Dropped - Units whose status does not meet NEEDS criteria
Tierra Bonita Solar | 57923 | 1 | Solar PV | California | 22 | Dropped - Units whose status does not meet NEEDS criteria
Klamath Solar | 57924 | 1 | Solar PV | Oregon | 5 | Dropped - Units whose status does not meet NEEDS criteria
LanEast Solar Farm LLC | 57957 | 1 | Solar PV | California | 20 | Dropped - Units whose status does not meet NEEDS criteria
LanWest Solar Farm LLC | 57958 | 1 | Solar PV | California | 5 | Dropped - Units whose status does not meet NEEDS criteria
Tierra Del Sol Solar Farm LLC | 57961 | 1 | Solar PV | California | 45 | Dropped - Units whose status does not meet NEEDS criteria
Pea Patch Wind Farm | 58087 | PEAP | Onshore Wind | Maryland | 50 | Dropped - Units whose status does not meet NEEDS criteria
Williams College - Campus CHP | 58160 | GEN3 | Combustion Turbine | Massachusetts | 1.2 | Dropped - Units whose status does not meet NEEDS criteria
Williams College - Campus CHP | 58160 | GEN6 | Combustion Turbine | Massachusetts | 2 | Dropped - Units whose status does not meet NEEDS criteria
Rio Mesa Solar Facility 1 | 58188 | 1 | Solar Thermal | California | 250 | Dropped - Units whose status does not meet NEEDS criteria
Rio Mesa SEGF 2 | 58189 | 1 | Solar Thermal | California | 250 | Dropped - Units whose status does not meet NEEDS criteria
US Magnesium | 58191 | GT4 | Combustion Turbine | Utah | 24 | Dropped - Units whose status does not meet NEEDS criteria
Hudson Ranch Power II LLC | 58211 | HR2 | Geothermal | California | 49 | Dropped - Units whose status does not meet NEEDS criteria
Los Alamos PV Site | 58256 | 4 | Solar PV | New Mexico | 1 | Dropped - Units whose status does not meet NEEDS criteria
La Luz Energy Center | 58284 | 0002 | Combustion Turbine | New Mexico | 40.2 | Dropped - Units whose status does not meet NEEDS criteria
Zuni Solar 1 | 58285 | ZNPV | Solar PV | California | 1.5 | Dropped - Units whose status does not meet NEEDS criteria
Zuni Solar 2 | 58286 | ZSPV | Solar PV | California | 1.5 | Dropped - Units whose status does not meet NEEDS criteria
Helen Solar 1 | 58287 | GWPV | Solar PV | California | 1.5 | Dropped - Units whose status does not meet NEEDS criteria
Helen Solar 2 | 58288 | GEPV | Solar PV | California | 1.5 | Dropped - Units whose status does not meet NEEDS criteria
Tehachapi Spindle | 58291 | TS1 | Energy Storage | California | 20 | Dropped - Units whose status does not meet NEEDS criteria
Troutdale Energy Center | 58396 | PLGEN | Combined Cycle | Oregon | 652 | Dropped - Units whose status does not meet NEEDS criteria
Good Spring NGCC Facility | 58409 | GT1 | Combined Cycle | Pennsylvania | 232 | Dropped - Units whose status does not meet NEEDS criteria
Good Spring NGCC Facility | 58409 | ST1 | Combined Cycle | Pennsylvania | 108 | Dropped - Units whose status does not meet NEEDS criteria
Copper Crossing Energy and Research Center | 58413 | CCGS1 | Combustion Turbine | Arizona | 98 | Dropped - Units whose status does not meet NEEDS criteria
Copper Crossing Energy and Research Center | 58413 | CCGS2 | Combustion Turbine | Arizona | 98 | Dropped - Units whose status does not meet NEEDS criteria
Copper Crossing Energy and Research Center | 58413 | CCGS3 | Combustion Turbine | Arizona | 226 | Dropped - Units whose status does not meet NEEDS criteria
Copper Crossing Energy and Research Center | 58413 | CCGS4 | Combustion Turbine | Arizona | 226 | Dropped - Units whose status does not meet NEEDS criteria
Copper Crossing Energy and Research Center | 58413 | CCGS5 | Combustion Turbine | Arizona | 226 | Dropped - Units whose status does not meet NEEDS criteria
Copper Crossing Energy and Research Center | 58413 | CCGS6 | Combustion Turbine | Arizona | 226 | Dropped - Units whose status does not meet NEEDS criteria
Copper Crossing Energy and Research Center | 58413 | CCGS7 | Combustion Turbine | Arizona | 226 | Dropped - Units whose status does not meet NEEDS criteria
Copper Crossing Energy and Research Center | 58413 | CCGS8 | Combustion Turbine | Arizona | 226 | Dropped - Units whose status does not meet NEEDS criteria
Copper Crossing Energy and Research Center | 58413 | CCGS9 | Combustion Turbine | Arizona | 91 | Dropped - Units whose status does not meet NEEDS criteria
Hardee County Solar Farms 1 LLC | 58637 | HCSF1 | Solar PV | Florida | 20 | Dropped - Units whose status does not meet NEEDS criteria
Paynesville Wind Farm | 58693 | 1 | Onshore Wind | Minnesota | 95 | Dropped - Units whose status does not meet NEEDS criteria
EKS Solar Farm | 58705 | PV1 | Solar PV | Hawaii | 5 | Dropped - Units whose status does not meet NEEDS criteria
Oxbow Creek | 58714 | 1 | Combustion Turbine | Pennsylvania | 6.8 | Dropped - Units whose status does not meet NEEDS criteria
Oxbow Creek | 58714 | 2 | Combustion Turbine | Pennsylvania | 6.8 | Dropped - Units whose status does not meet NEEDS criteria
Oxbow Creek | 58714 | 3 | Combustion Turbine | Pennsylvania | 6.8 | Dropped - Units whose status does not meet NEEDS criteria
Colin Solar | 58723 | PV1 | Solar PV | North Carolina | 4 | Dropped - Units whose status does not meet NEEDS criteria
Duck Solar | 58724 | PV1 | Solar PV | North Carolina | 5 | Dropped - Units whose status does not meet NEEDS criteria
Hawkins Solar | 58727 | PV1 | Solar PV | North Carolina | 5 | Dropped - Units whose status does not meet NEEDS criteria
Katherine Solar | 58728 | PV1 | Solar PV | North Carolina | 5 | Dropped - Units whose status does not meet NEEDS criteria
Lotus Solar | 58729 | PV1 | Solar PV | North Carolina | 4 | Dropped - Units whose status does not meet NEEDS criteria
Austin Solar | 58733 | PV1 | Solar PV | North Carolina | 2 | Dropped - Units whose status does not meet NEEDS criteria
Beth Solar | 58734 | PV1 | Solar PV | North Carolina | 5 | Dropped - Units whose status does not meet NEEDS criteria
Big Boy Solar | 58736 | PV1 | Solar PV | North Carolina | 3 | Dropped - Units whose status does not meet NEEDS criteria
Binks Solar | 58737 | PV1 | Solar PV | North Carolina | 4 | Dropped - Units whose status does not meet NEEDS criteria
Charlie Solar | 58738 | PV1 | Solar PV | North Carolina | 4.5 | Dropped - Units whose status does not meet NEEDS criteria
RJ Solar | 58743 | PV1 | Solar PV | North Carolina | 5 | Dropped - Units whose status does not meet NEEDS criteria
Shadow Solar | 58744 | PV1 | Solar PV | North Carolina | 3 | Dropped - Units whose status does not meet NEEDS criteria
Blue Mountain Wind Farm | 58764 | BM1 | Onshore Wind | Utah | 80 | Dropped - Units whose status does not meet NEEDS criteria
Wake Wind Energy Center | 58766 | 2 | Onshore Wind | Texas | 125 | Dropped - Units whose status does not meet NEEDS criteria
Wake Wind Energy Center | 58766 | 3 | Onshore Wind | Texas | 61.1 | Dropped - Units whose status does not meet NEEDS criteria
Buckeye Wind Energy Center | 58767 | 2 | Onshore Wind | Kansas | 70.3 | Dropped - Units whose status does not meet NEEDS criteria
Buckeye Wind Energy Center | 58767 | 3 | Onshore Wind | Kansas | 105.5 | Dropped - Units whose status does not meet NEEDS criteria
Buckeye Wind Farm | 58776 | 1 | Onshore Wind | Ohio | 99 | Dropped - Units whose status does not meet NEEDS criteria
Coyote Crest Wind Farm | 58778 | 1 | Onshore Wind | Washington | 127.5 | Dropped - Units whose status does not meet NEEDS criteria
Allegany Wind Farm | 58779 | 1 | Onshore Wind | New York | 72.5 | Dropped - Units whose status does not meet NEEDS criteria
Longhorn Holdings | 58781 | PV1 | Solar PV | North Carolina | 5 | Dropped - Units whose status does not meet NEEDS criteria
Hop Bottom | 58800 | 1 | Combustion Turbine | Pennsylvania | 6.8 | Dropped - Units whose status does not meet NEEDS criteria
Hop Bottom | 58800 | 2 | Combustion Turbine | Pennsylvania | 6.8 | Dropped - Units whose status does not meet NEEDS criteria
Hop Bottom | 58800 | 3 | Combustion Turbine | Pennsylvania | 6.8 | Dropped - Units whose status does not meet NEEDS criteria
Hop Bottom | 58800 | GEN1 | Combustion Turbine | Pennsylvania | 4.2 | Dropped - Units whose status does not meet NEEDS criteria
Hop Bottom | 58800 | GEN2 | Combustion Turbine | Pennsylvania | 4.2 | Dropped - Units whose status does not meet NEEDS criteria
Hop Bottom | 58800 | GEN3 | Combustion Turbine | Pennsylvania | 4.2 | Dropped - Units whose status does not meet NEEDS criteria
Hop Bottom | 58800 | GEN4 | Combustion Turbine | Pennsylvania | 4.2 | Dropped - Units whose status does not meet NEEDS criteria
Hop Bottom | 58800 | GEN5 | Combustion Turbine | Pennsylvania | 4.2 | Dropped - Units whose status does not meet NEEDS criteria
McCaskey Solar Farm, LLC | 58804 | INV1 | Solar PV | North Carolina | 0.3 | Dropped - Units whose status does not meet NEEDS criteria
McCaskey Solar Farm, LLC | 58804 | INV2 | Solar PV | North Carolina | 0.3 | Dropped - Units whose status does not meet NEEDS criteria
McCaskey Solar Farm, LLC | 58804 | INV3 | Solar PV | North Carolina | 0.3 | Dropped - Units whose status does not meet NEEDS criteria
McCaskey Solar Farm, LLC | 58804 | INV4 | Solar PV | North Carolina | 0.3 | Dropped - Units whose status does not meet NEEDS criteria
McCaskey Solar Farm, LLC | 58804 | INV5 | Solar PV | North Carolina | 0.3 | Dropped - Units whose status does not meet NEEDS criteria
McCaskey Solar Farm, LLC | 58804 | INV6 | Solar PV | North Carolina | 0.3 | Dropped - Units whose status does not meet NEEDS criteria
McCaskey Solar Farm, LLC | 58804 | INV7 | Solar PV | North Carolina | 0.3 | Dropped - Units whose status does not meet NEEDS criteria
McCaskey Solar Farm, LLC | 58804 | INV8 | Solar PV | North Carolina | 0.3 | Dropped - Units whose status does not meet NEEDS criteria
Alpaca | 58813 | GEN1 | Combustion Turbine | Pennsylvania | 4.2 | Dropped - Units whose status does not meet NEEDS criteria
Alpaca | 58813 | GEN2 | Combustion Turbine | Pennsylvania | 4.2 | Dropped - Units whose status does not meet NEEDS criteria
Alpaca | 58813 | GEN3 | Combustion Turbine | Pennsylvania | 4.2 | Dropped - Units whose status does not meet NEEDS criteria
Alpaca | 58813 | GEN4 | Combustion Turbine | Pennsylvania | 4.2 | Dropped - Units whose status does not meet NEEDS criteria
Alpaca | 58813 | GEN5 | Combustion Turbine | Pennsylvania | 4.2 | Dropped - Units whose status does not meet NEEDS criteria
Bayles | 58816 | 1 | Combustion Turbine | Pennsylvania | 6.8 | Dropped - Units whose status does not meet NEEDS criteria
Bayles | 58816 | 2 | Combustion Turbine | Pennsylvania | 6.8 | Dropped - Units whose status does not meet NEEDS criteria
Bayles | 58816 | 3 | Combustion Turbine | Pennsylvania | 6.8 | Dropped - Units whose status does not meet NEEDS criteria
Bayles | 58816 | GEN1 | Combustion Turbine | Pennsylvania | 4.2 | Dropped - Units whose status does not meet NEEDS criteria
Bayles | 58816 | GEN2 | Combustion Turbine | Pennsylvania | 4.2 | Dropped - Units whose status does not meet NEEDS criteria
Bayles | 58816 | GEN3 | Combustion Turbine | Pennsylvania | 4.2 | Dropped - Units whose status does not meet NEEDS criteria
Bayles | 58816 | GEN4 | Combustion Turbine | Pennsylvania | 4.2 | Dropped - Units whose status does not meet NEEDS criteria
Bayles | 58816 | GEN5 | Combustion Turbine | Pennsylvania | 4.2 | Dropped - Units whose status does not meet NEEDS criteria
Kelly | 58817 | GEN1 | Combustion Turbine | Pennsylvania | 3 | Dropped - Units whose status does not meet NEEDS criteria
Kelly | 58817 | GEN2 | Combustion Turbine | Pennsylvania | 3 | Dropped - Units whose status does not meet NEEDS criteria
Milan | 58818 | GEN1 | Combustion Turbine | Pennsylvania | 4.2 | Dropped - Units whose status does not meet NEEDS criteria
Milan | 58818 | GEN2 | Combustion Turbine | Pennsylvania | 4.2 | Dropped - Units whose status does not meet NEEDS criteria
Milan | 58818 | GEN3 | Combustion Turbine | Pennsylvania | 4.2 | Dropped - Units whose status does not meet NEEDS criteria
Milan | 58818 | GEN4 | Combustion Turbine | Pennsylvania | 4.2 | Dropped - Units whose status does not meet NEEDS criteria
Milan | 58818 | GEN5 | Combustion Turbine | Pennsylvania | 4.2 | Dropped - Units whose status does not meet NEEDS criteria
Red Glen | 58819 | GEN1 | Combustion Turbine | Pennsylvania | 4.2 | Dropped - Units whose status does not meet NEEDS criteria
Red Glen | 58819 | GEN2 | Combustion Turbine | Pennsylvania | 4.2 | Dropped - Units whose status does not meet NEEDS criteria
Red Glen | 58819 | GEN3 | Combustion Turbine | Pennsylvania | 4.2 | Dropped - Units whose status does not meet NEEDS criteria
Red Glen | 58819 | GEN4 | Combustion Turbine | Pennsylvania | 4.2 | Dropped - Units whose status does not meet NEEDS criteria
Red Glen | 58819 | GEN5 | Combustion Turbine | Pennsylvania | 4.2 | Dropped - Units whose status does not meet NEEDS criteria
Shippenville | 58820 | GEN1 | Combustion Turbine | Pennsylvania | 4.2 | Dropped - Units whose status does not meet NEEDS criteria
Shippenville | 58820 | GEN2 | Combustion Turbine | Pennsylvania | 4.2 | Dropped - Units whose status does not meet NEEDS criteria
Shippenville | 58820 | GEN3 | Combustion Turbine | Pennsylvania | 4.2 | Dropped - Units whose status does not meet NEEDS criteria
Shippenville | 58820 | GEN4 | Combustion Turbine | Pennsylvania | 4.4 | Dropped - Units whose status does not meet NEEDS criteria
Shippenville | 58820 | GEN5 | Combustion Turbine | Pennsylvania | 4.2 | Dropped - Units whose status does not meet NEEDS criteria
Florey Knobb | 58821 | 1 | Combustion Turbine | Pennsylvania | 6.8 | Dropped - Units whose status does not meet NEEDS criteria
Florey Knobb | 58821 | 2 | Combustion Turbine | Pennsylvania | 6.8 | Dropped - Units whose status does not meet NEEDS criteria
Florey Knobb | 58821 | 3 | Combustion Turbine | Pennsylvania | 6.8 | Dropped - Units whose status does not meet NEEDS criteria
Florey Knobb | 58821 | GEN1 | Combustion Turbine | Pennsylvania | 4.2 | Dropped - Units whose status does not meet NEEDS criteria
Florey Knobb | 58821 | GEN2 | Combustion Turbine | Pennsylvania | 4.2 | Dropped - Units whose status does not meet NEEDS criteria
Florey Knobb | 58821 | GEN3 | Combustion Turbine | Pennsylvania | 4.2 | Dropped - Units whose status does not meet NEEDS criteria
Florey Knobb | 58821 | GEN4 | Combustion Turbine | Pennsylvania | 4.2 | Dropped - Units whose status does not meet NEEDS criteria
Florey Knobb | 58821 | GEN5 | Combustion Turbine | Pennsylvania | 4.2 | Dropped - Units whose status does not meet NEEDS criteria
Flannagan Hydroelectric Project | 58827 | LEFT | Hydro | Virginia | 0.4 | Dropped - Units whose status does not meet NEEDS criteria
Flannagan Hydroelectric Project | 58827 | LEFT1 | Hydro | Virginia | 0.4 | Dropped - Units whose status does not meet NEEDS criteria
Flannagan Hydroelectric Project | 58827 | LEFT2 | Hydro | Virginia | 0.4 | Dropped - Units whose status does not meet NEEDS criteria
Flannagan Hydroelectric Project | 58827 | RGHT | Hydro | Virginia | 0.4 | Dropped - Units whose status does not meet NEEDS criteria
South Dunes Power Plant | 58841 | CT-1 | Combined Cycle | Oregon | 47.2 | Dropped - Units whose status does not meet NEEDS criteria
South Dunes Power Plant | 58841 | CT-2 | Combined Cycle | Oregon | 47.2 | Dropped - Units whose status does not meet NEEDS criteria
South Dunes Power Plant | 58841 | CT-3 | Combined Cycle | Oregon | 47.2 | Dropped - Units whose status does not meet NEEDS criteria
South Dunes Power Plant | 58841 | CT-4 | Combined Cycle | Oregon | 47.2 | Dropped - Units whose status does not meet NEEDS criteria
South Dunes Power Plant | 58841 | CT-5 | Combined Cycle | Oregon | 47.2 | Dropped - Units whose status does not meet NEEDS criteria
South Dunes Power Plant | 58841 | CT-6 | Combined Cycle | Oregon | 47.2 | Dropped - Units whose status does not meet NEEDS criteria
South Dunes Power Plant | 58841 | ST-1 | Combined Cycle | Oregon | 50 | Dropped - Units whose status does not meet NEEDS criteria
South Dunes Power Plant | 58841 | ST-2 | Combined Cycle | Oregon | 50 | Dropped - Units whose status does not meet NEEDS criteria
Greenville Farm 2 | 58850 | 1 | Solar PV | North Carolina | 3 | Dropped - Units whose status does not meet NEEDS criteria
Mayodan Farm | 58852 | 1 | Solar PV | North Carolina | 5 | Dropped - Units whose status does not meet NEEDS criteria
Ostrich Farm | 58857 | 1 | Solar PV | North Carolina | 5 | Dropped - Units whose status does not meet NEEDS criteria
Peanut Farm | 58858 | 1 | Solar PV | North Carolina | 1.8 | Dropped - Units whose status does not meet NEEDS criteria
Enfield Farm | 58860 | 1 | Solar PV | North Carolina | 5 | Dropped - Units whose status does not meet NEEDS criteria
Chatham Park Solar Farm | 58869 | 1 | Solar PV | North Carolina | 20 | Dropped - Units whose status does not meet NEEDS criteria
Frederick-Carroll County Renewable Waste | 58875 | GEN1 | Municipal Solid Waste | Maryland | 47 | Dropped - Units whose status does not meet NEEDS criteria
CPV Smyth Generation Company LLC | 58878 | 1 | Combined Cycle | Virginia | 989 | Dropped - Units whose status does not meet NEEDS criteria
White Camp Solar | 58888 | WCAMP | Solar PV | Texas | 100 | Dropped - Units whose status does not meet NEEDS criteria
Summit Ridge I Wind Farm | 58894 | SRWF | Onshore Wind | Oregon | 192 | Dropped - Units whose status does not meet NEEDS criteria
Stargate Point Comfort | 58895 | STAR1 | Combustion Turbine | Texas | 232 | Dropped - Units whose status does not meet NEEDS criteria
CPV Pondera King Energy Center | 58910 | CC | Combined Cycle | Texas | 836 | Dropped - Units whose status does not meet NEEDS criteria
4001 and 2510 ClearVista Solar and Wind | 58922 | CVPV | Solar PV | California | 5 | Dropped - Units whose status does not meet NEEDS criteria
4001 and 2510 ClearVista Solar and Wind | 58922 | CVWT | Onshore Wind | California | 19.5 | Dropped - Units whose status does not meet NEEDS criteria
Sangamon Wind Two LLC | 58926 | SAN2 | Onshore Wind | Illinois | 100 | Dropped - Units whose status does not meet NEEDS criteria
Trishe Wind Colorado | 58928 | 1 | Onshore Wind | Colorado | 30 | Dropped - Units whose status does not meet NEEDS criteria
Sibley Wind | 58950 | SW-1 | Onshore Wind | Minnesota | 19.5 | Dropped - Units whose status does not meet NEEDS criteria
Sunwind Doyle Wind | 58976 | SNWND | Onshore Wind | Kansas | 200 | Dropped - Units whose status does not meet NEEDS criteria
Searchlight Wind | 58988 | 1 | Onshore Wind | Nevada | 200 | Dropped - Units whose status does not meet NEEDS criteria
Mustang Run Wind Project LLC | 59000 | MRWP | Onshore Wind | Oklahoma | 136 | Dropped - Units whose status does not meet NEEDS criteria
Carlsbad Energy Center | 59002 | CEC11 | Combustion Turbine | California | 105.5 | Dropped - Units whose status does not meet NEEDS criteria
Mariah East | 59006 | MARN | Onshore Wind | Texas | 152.5 | Dropped - Units whose status does not meet NEEDS criteria
Mariah South | 59007 | MAR S | Onshore Wind | Texas | 210.4 | Dropped - Units whose status does not meet NEEDS criteria
Southbridge Landfill Gas-to-Energy | 59011 | CAT2 | Landfill Gas | Massachusetts | 1.5 | Dropped - Units whose status does not meet NEEDS criteria
Maverick Solar | 59016 | GEN 1 | Solar PV | North Carolina | 3 | Dropped - Units whose status does not meet NEEDS criteria
Onslow Energy | 59036 | GEN 1 | Solar PV | North Carolina | 1.5 | Dropped - Units whose status does not meet NEEDS criteria
Watkins Glen Wind Energy Center | 59041 | WGWEC | Onshore Wind | New York | 80 | Dropped - Units whose status does not meet NEEDS criteria
Vici Wind Farm | 59062 | VICI | Onshore Wind | Oklahoma | 180 | Dropped - Units whose status does not meet NEEDS criteria
Stella Wind Farm II | 59064 | WT1 | Onshore Wind | Texas | 200 | Dropped - Units whose status does not meet NEEDS criteria
Grandview Wind Farm III LLC | 59067 | GVIII | Onshore Wind | Texas | 188 | Dropped - Units whose status does not meet NEEDS criteria
Wildcat Wind Farm II LLC` | 59069 | WCII | Onshore Wind | Indiana | 210 | Dropped - Units whose status does not meet NEEDS criteria
Dobbins Mill Farm | 59101 | 1 | Solar PV | North Carolina | 5 | Dropped - Units whose status does not meet NEEDS criteria
Gantt Farm | 59104 | 1 | Solar PV | North Carolina | 74.8 | Dropped - Units whose status does not meet NEEDS criteria
Roady Lane Farm LLC | 59108 | 1 | Solar PV | North Carolina | 74.8 | Dropped - Units whose status does not meet NEEDS criteria
Front Range Project | 59143 | FR-2 | Landfill Gas | Colorado | 1.5 | Dropped - Units whose status does not meet NEEDS criteria
Tower Solar Center LLC | 59159 | TSC 1 | Solar PV | North Carolina | 5 | Dropped - Units whose status does not meet NEEDS criteria
Pinewood Solar Center LLC | 59160 | PSC 1 | Solar PV | North Carolina | 5 | Dropped - Units whose status does not meet NEEDS criteria
Lake Solar Center LLC | 59161 | LSC 1 | Solar PV | North Carolina | 5 | Dropped - Units whose status does not meet NEEDS criteria
Mason Solar Center LLC | 59165 | MSC 1 | Solar PV | North Carolina | 15.3 | Dropped - Units whose status does not meet NEEDS criteria
Sonoran West Solar EGS | 59202 | 1 | Solar PV | California | 540 | Dropped - Units whose status does not meet NEEDS criteria
Faison Farm | 59208 | PV1 | Solar PV | North Carolina | 5 | Dropped - Units whose status does not meet NEEDS criteria
Garland Farm | 59209 | PV1 | Solar PV | North Carolina | 5 | Dropped - Units whose status does not meet NEEDS criteria
Jackson Solar Farm | 59210 | PV1 | Solar PV | North Carolina | 5 | Dropped - Units whose status does not meet NEEDS criteria
Angus Holdings | 59211 | PV1 | Solar PV | North Carolina | 5 | Dropped - Units whose status does not meet NEEDS criteria
Calypso Farm | 59212 | PV1 | Solar PV | North Carolina | 5 | Dropped - Units whose status does not meet NEEDS criteria
Guernsey Holdings | 59214 | PV1 | Solar PV | North Carolina | 5 | Dropped - Units whose status does not meet NEEDS criteria
Hereford Holdings` | 59215 | PV1 | Solar PV | North Carolina | 5 | Dropped - Units whose status does not meet NEEDS criteria
Rhubarb One | 59216 | PV1 | Solar PV | North Carolina | 5 | Dropped - Units whose status does not meet NEEDS criteria
Holger Holdings | 59218 | PV1 | Solar PV | North Carolina | 5 | Dropped - Units whose status does not meet NEEDS criteria
Leonardo Wind 3 LLC | 59229 | WT1 | Onshore Wind | Iowa | 3 | Dropped - Units whose status does not meet NEEDS criteria
Hale Community Wind Farm | 59247 | HALE2 | Onshore Wind | Texas | 240 | Dropped - Units whose status does not meet NEEDS criteria
Aragonne Solar LLC | 59252 | PV1 | Solar PV | New Mexico | 38.4 | Dropped - Units whose status does not meet NEEDS criteria
Westside Solar Farm | 59258 | WEST1 | Solar PV | North Carolina | 4 | Dropped - Units whose status does not meet NEEDS criteria
Con Dios Solar 3 | 59263 | COND3 | Solar PV | California | 1.5 | Dropped - Units whose status does not meet NEEDS criteria
Con Dios Solar 11 | 59264 | CON11 | Solar PV | California | 1.5 | Dropped - Units whose status does not meet NEEDS criteria
Northwest Ohio Wind | 59296 | NWOH2 | Onshore Wind | Ohio | 100 | Dropped - Units whose status does not meet NEEDS criteria
Pecan Creek Energy Center | 59298 | PCEC1 | Combustion Turbine | Texas | 133 | Dropped - Units whose status does not meet NEEDS criteria
Pecan Creek Energy Center | 59298 | PCEC2 | Combustion Turbine | Texas | 133 | Dropped - Units whose status does not meet NEEDS criteria
Crawford Renewable Energy - Meadville Po | 59307 | MPS | Tires | Pennsylvania | 93.5 | Dropped - Units whose status does not meet NEEDS criteria
Palmer Renewable Energy | 59336 | PRE | Biomass | Massachusetts | 42 | Dropped - Units whose status does not meet NEEDS criteria
Hydrogen Energy California LLC | 59372 | HECA1 | IGCC | California | 413 | Dropped - Units whose status does not meet NEEDS criteria
Great Bay Wind Energy Center | 59385 | GEN1 | Onshore Wind | Maryland | 150 | Dropped - Units whose status does not meet NEEDS criteria
Amity Energy LLC | 59418 | 1 | Combustion Turbine | Pennsylvania | 6.8 | Dropped - Units whose status does not meet NEEDS criteria
Amity Energy LLC | 59418 | 2 | Combustion Turbine | Pennsylvania | 6.8 | Dropped - Units whose status does not meet NEEDS criteria
Amity Energy LLC | 59418 | 3 | Combustion Turbine | Pennsylvania | 6.8 | Dropped - Units whose status does not meet NEEDS criteria
Amity Energy LLC | 59418 | GEN1 | Combustion Turbine | Pennsylvania | 4.2 | Dropped - Units whose status does not meet NEEDS criteria
Amity Energy LLC | 59418 | GEN2 | Combustion Turbine | Pennsylvania | 4.2 | Dropped - Units whose status does not meet NEEDS criteria
Amity Energy LLC | 59418 | GEN3 | Combustion Turbine | Pennsylvania | 4.2 | Dropped - Units whose status does not meet NEEDS criteria
Amity Energy LLC | 59418 | GEN4 | Combustion Turbine | Pennsylvania | 4.2 | Dropped - Units whose status does not meet NEEDS criteria
Amity Energy LLC | 59418 | GEN5 | Combustion Turbine | Pennsylvania | 4.2 | Dropped - Units whose status does not meet NEEDS criteria
Purdys Run Energy, LLC | 59419 | GEN1 | Combustion Turbine | West Virginia | 4.2 | Dropped - Units whose status does not meet NEEDS criteria
Purdys Run Energy, LLC | 59419 | GEN2 | Combustion Turbine | West Virginia | 4.2 | Dropped - Units whose status does not meet NEEDS criteria
Purdys Run Energy, LLC | 59419 | GEN3 | Combustion Turbine | West Virginia | 4.2 | Dropped - Units whose status does not meet NEEDS criteria
Purdys Run Energy, LLC | 59419 | GEN4 | Combustion Turbine | West Virginia | 4.2 | Dropped - Units whose status does not meet NEEDS criteria
Purdys Run Energy, LLC | 59419 | GEN5 | Combustion Turbine | West Virginia | 4.2 | Dropped - Units whose status does not meet NEEDS criteria
Basswood Energy, LLC | 59420 | GEN1 | Combustion Turbine | Pennsylvania | 4.2 | Dropped - Units whose status does not meet NEEDS criteria
Basswood Energy, LLC | 59420 | GEN2 | Combustion Turbine | Pennsylvania | 4.2 | Dropped - Units whose status does not meet NEEDS criteria
Basswood Energy, LLC | 59420 | GEN3 | Combustion Turbine | Pennsylvania | 4.2 | Dropped - Units whose status does not meet NEEDS criteria
Basswood Energy, LLC | 59420 | GEN4 | Combustion Turbine | Pennsylvania | 4.2 | Dropped - Units whose status does not meet NEEDS criteria
Basswood Energy, LLC | 59420 | GEN5 | Combustion Turbine | Pennsylvania | 4.2 | Dropped - Units whose status does not meet NEEDS criteria
Buckeye Generation Center, LLC | 59471 | CTG01 | Combustion Turbine | Arizona | 104 | Dropped - Units whose status does not meet NEEDS criteria
Buckeye Generation Center, LLC | 59471 | CTG02 | Combustion Turbine | Arizona | 104 | Dropped - Units whose status does not meet NEEDS criteria
Buckeye Generation Center, LLC | 59471 | CTG03 | Combustion Turbine | Arizona | 104 | Dropped - Units whose status does not meet NEEDS criteria
Buckeye Generation Center, LLC | 59471 | CTG04 | Combustion Turbine | Arizona | 104 | Dropped - Units whose status does not meet NEEDS criteria
Buckeye Generation Center, LLC | 59471 | CTG05 | Combustion Turbine | Arizona | 104 | Dropped - Units whose status does not meet NEEDS criteria
Buckeye Generation Center, LLC | 59471 | CTG06 | Combustion Turbine | Arizona | 104 | Dropped - Units whose status does not meet NEEDS criteria
Gateway Energy Center, LLC | 59538 | CT001 | Combined Cycle | New Jersey | 442.8 | Dropped - Units whose status does not meet NEEDS criteria
Bradley Farm | 59568 | PV1 | Solar PV | North Carolina | 5 | Dropped - Units whose status does not meet NEEDS criteria
Soy Solar | 59571 | PV1 | Solar PV | North Carolina | 5 | Dropped - Units whose status does not meet NEEDS criteria
North Siler Farm | 59580 | PV1 | Solar PV | North Carolina | 5 | Dropped - Units whose status does not meet NEEDS criteria
Tarboro Farm | 59582 | PV1 | Solar PV | North Carolina | 5 | Dropped - Units whose status does not meet NEEDS criteria
Wommack Farm | 59585 | PV1 | Solar PV | North Carolina | 5 | Dropped - Units whose status does not meet NEEDS criteria
Pit 64 | 59588 | PV1 | Solar PV | North Carolina | 5 | Dropped - Units whose status does not meet NEEDS criteria
Sandy Ridge Solar Farm | 59590 | PV1 | Solar PV | North Carolina | 5 | Dropped - Units whose status does not meet NEEDS criteria
Spring Valley Farm | 59594 | PV1 | Solar PV | North Carolina | 5 | Dropped - Units whose status does not meet NEEDS criteria
Maricopa West Solar 2 | 59608 | MWS2 | Solar PV | California | 20 | Dropped - Units whose status does not meet NEEDS criteria
Maricopa East Solar | 59609 | MES | Solar PV | California | 18 | Dropped - Units whose status does not meet NEEDS criteria
LKL Kingfisher, LLC | 59612 | LKLKF | Solar PV | Florida | 6 | Dropped - Units whose status does not meet NEEDS criteria
Clear Springs Energy Center | 59615 | CTG-1 | Combustion Turbine | Texas | 178 | Dropped - Units whose status does not meet NEEDS criteria
Clear Springs Energy Center | 59615 | CTG-2 | Combustion Turbine | Texas | 177 | Dropped - Units whose status does not meet NEEDS criteria
Clear Springs Energy Center | 59615 | CTG-3 | Combustion Turbine | Texas | 177 | Dropped - Units whose status does not meet NEEDS criteria
Union Valley Energy Center | 59616 | CTG-1 | Combustion Turbine | Texas | 178 | Dropped - Units whose status does not meet NEEDS criteria
Union Valley Energy Center | 59616 | CTG-2 | Combustion Turbine | Texas | 178 | Dropped - Units whose status does not meet NEEDS criteria
Union Valley Energy Center | 59616 | CTG-3 | Combustion Turbine | Texas | 178 | Dropped - Units whose status does not meet NEEDS criteria
Van Alstyne Energy Center | 59617 | CTG-1 | Combustion Turbine | Texas | 177 | Dropped - Units whose status does not meet NEEDS criteria
Van Alstyne Energy Center | 59617 | CTG-2 | Combustion Turbine | Texas | 177 | Dropped - Units whose status does not meet NEEDS criteria
Van Alstyne Energy Center | 59617 | CTG-3 | Combustion Turbine | Texas | 177 | Dropped - Units whose status does not meet NEEDS criteria
Jamesville Solar | 59640 | 5MWPV | Solar PV | North Carolina | 5 | Dropped - Units whose status does not meet NEEDS criteria
Weldon Solar | 59644 | 5MWPV | Solar PV | North Carolina | 5 | Dropped - Units whose status does not meet NEEDS criteria
Mattawoman Energy Center | 59662 | CGT11 | Combined Cycle | Maryland | 286 | Dropped - Units whose status does not meet NEEDS criteria
Mattawoman Energy Center | 59662 | CGT12 | Combined Cycle | Maryland | 286 | Dropped - Units whose status does not meet NEEDS criteria
Mattawoman Energy Center | 59662 | STG11 | Combined Cycle | Maryland | 436 | Dropped - Units whose status does not meet NEEDS criteria
Innovative Solar 53 | 59668 | IS053 | Solar PV | North Carolina | 40 | Dropped - Units whose status does not meet NEEDS criteria
Innovative Solar 33 | 59672 | IS033 | Solar PV | North Carolina | 30.5 | Dropped - Units whose status does not meet NEEDS criteria
Innovative Solar 38 | 59674 | IS038 | Solar PV | North Carolina | 34 | Dropped - Units whose status does not meet NEEDS criteria
Innovative Solar 68 | 59679 | IS068 | Solar PV | North Carolina | 48.3 | Dropped - Units whose status does not meet NEEDS criteria
Innovative Solar 71 | 59680 | IS071 | Solar PV | North Carolina | 5 | Dropped - Units whose status does not meet NEEDS criteria
Innovative Solar 72 | 59681 | IS072 | Solar PV | North Carolina | 33.5 | Dropped - Units whose status does not meet NEEDS criteria
Pocatello Solar | 59696 | PAPV1 | Solar PV | Idaho | 20 | Dropped - Units whose status does not meet NEEDS criteria
Clark 1 Solar | 59697 | CSPV1 | Solar PV | Idaho | 71 | Dropped - Units whose status does not meet NEEDS criteria
Clark 2 Solar | 59698 | CSPV2 | Solar PV | Idaho | 20 | Dropped - Units whose status does not meet NEEDS criteria
Clark 3 Solar | 59699 | CSPV3 | Solar PV | Idaho | 30 | Dropped - Units whose status does not meet NEEDS criteria
Clark 4 Solar | 59700 | CSPV4 | Solar PV | Idaho | 20 | Dropped - Units whose status does not meet NEEDS criteria
Subase Microgrid Project | 59701 | SMP1 | Combustion Turbine | Connecticut | 3.7 | Dropped - Units whose status does not meet NEEDS criteria
Subase Microgrid Project | 59701 | SMP2 | Combustion Turbine | Connecticut | 3.7 | Dropped - Units whose status does not meet NEEDS criteria
Subase Microgrid Project | 59701 | SMP3 | Combustion Turbine | Connecticut | 3.7 | Dropped - Units whose status does not meet NEEDS criteria
Subase Microgrid Project | 59701 | SMP4 | Combustion Turbine | Connecticut | 2 | Dropped - Units whose status does not meet NEEDS criteria
Aulander Solar | 59707 | 5MWPV | Solar PV | North Carolina | 5 | Dropped - Units whose status does not meet NEEDS criteria
Neches Station, LLC | 59716 | CTG1 | Combustion Turbine | Texas | 223 | Dropped - Units whose status does not meet NEEDS criteria
Neches Station, LLC | 59716 | CTG2 | Combustion Turbine | Texas | 223 | Dropped - Units whose status does not meet NEEDS criteria
Moundsville Power | 59720 | MPCA1 | Combined Cycle | West Virginia | 319 | Dropped - Units whose status does not meet NEEDS criteria
Moundsville Power | 59720 | MPCT1 | Combined Cycle | West Virginia | 177.3 | Dropped - Units whose status does not meet NEEDS criteria
Moundsville Power | 59720 | MPCT2 | Combined Cycle | West Virginia | 177.3 | Dropped - Units whose status does not meet NEEDS criteria
Perennial Wind Chaser Station | 59721 | GT1 | Combustion Turbine | Oregon | 98.7 | Dropped - Units whose status does not meet NEEDS criteria
Perennial Wind Chaser Station | 59721 | GT2 | Combustion Turbine | Oregon | 98.7 | Dropped - Units whose status does not meet NEEDS criteria
Perennial Wind Chaser Station | 59721 | GT3 | Combustion Turbine | Oregon | 98.7 | Dropped - Units whose status does not meet NEEDS criteria
Perennial Wind Chaser Station | 59721 | GT4 | Combustion Turbine | Oregon | 98.7 | Dropped - Units whose status does not meet NEEDS criteria
BlueWave Capital-Mattapoisett (SREC II) | 59753 | 1 | Solar PV | Massachusetts | 4.5 | Dropped - Units whose status does not meet NEEDS criteria
Mud Springs Wind Project, LLC | 59756 | 1 | Onshore Wind | Montana | 80 | Dropped - Units whose status does not meet NEEDS criteria
Horse Thief Wind Project, LLC | 59758 | 1 | Onshore Wind | Montana | 80 | Dropped - Units whose status does not meet NEEDS criteria
Cabin Creek Renewable Energy Station | 59791 | 1 | Landfill Gas | Indiana | 1.9 | Dropped - Units whose status does not meet NEEDS criteria
Cabin Creek Renewable Energy Station | 59791 | 2 | Landfill Gas | Indiana | 1.9 | Dropped - Units whose status does not meet NEEDS criteria
Foothill Solar Project | 59799 | W4528 | Solar PV | California | 1.1 | Dropped - Units whose status does not meet NEEDS criteria
Black Oak Wind Farm | 59813 | NA | Onshore Wind | New York | 16.1 | Dropped - Units whose status does not meet NEEDS criteria
Caprock Solar 2 LLC | 59846 | PV1 | Solar PV | New Mexico | 30 | Dropped - Units whose status does not meet NEEDS criteria
Texas Clean Energy Project | 59859 | TCE1A | Fossil Waste | Texas | 274 | Dropped - Units whose status does not meet NEEDS criteria
Texas Clean Energy Project | 59859 | TCE1B | Fossil Waste | Texas | 126 | Dropped - Units whose status does not meet NEEDS criteria
Kings Bay Solar Facility | 59864 | BESS | Energy Storage | Georgia | 1.5 | Dropped - Units whose status does not meet NEEDS criteria
Thermo Solar PV-01 | 59883 | SOLAR | Solar PV | Utah | 2.9 | Dropped - Units whose status does not meet NEEDS criteria
Little Bear Solar 2, LLC | 59885 | GEN01 | Solar PV | California | 20 | Dropped - Units whose status does not meet NEEDS criteria
Poplars Ranch Solar LLC | 59890 | GEN | Solar PV | Oregon | 16 | Dropped - Units whose status does not meet NEEDS criteria
Hopeful Solar LLC | 59892 | GEN | Solar PV | Georgia | 20.7 | Dropped - Units whose status does not meet NEEDS criteria
Louisburg Solar | 59895 | 5MWPV | Solar PV | North Carolina | 5 | Dropped - Units whose status does not meet NEEDS criteria
Black Fork Wind Energy Project | 59907 | GEN | Onshore Wind | Ohio | 200 | Dropped - Units whose status does not meet NEEDS criteria
Middlesex Energy Center LLC | 59909 | CT001 | Combined Cycle | New Jersey | 570 | Dropped - Units whose status does not meet NEEDS criteria
Rockwood Energy Center LLC | 59918 | ROCKW | Combined Cycle | Texas | 1068 | Dropped - Units whose status does not meet NEEDS criteria
Smithfield Solar LLC | 59920 | 5MWPV | Solar PV | North Carolina | 5 | Dropped - Units whose status does not meet NEEDS criteria
Pinecrest Energy Center | 59923 | CTG-1 | Combined Cycle | Texas | 229 | Dropped - Units whose status does not meet NEEDS criteria
Pinecrest Energy Center | 59923 | CTG-2 | Combined Cycle | Texas | 229 | Dropped - Units whose status does not meet NEEDS criteria
Pinecrest Energy Center | 59923 | STG | Combined Cycle | Texas | 289 | Dropped - Units whose status does not meet NEEDS criteria
La Paloma Energy Center | 59924 | CTG-1 | Combined Cycle | Texas | 211.5 | Dropped - Units whose status does not meet NEEDS criteria
La Paloma Energy Center | 59924 | CTG-2 | Combined Cycle | Texas | 211.5 | Dropped - Units whose status does not meet NEEDS criteria
La Paloma Energy Center | 59924 | STG-1 | Combined Cycle | Texas | 300 | Dropped - Units whose status does not meet NEEDS criteria
Sonoran Energy Project | 59925 | GEN1 | Combined Cycle | California | 510.7 | Dropped - Units whose status does not meet NEEDS criteria
Snow Mountain Solar, LLC | 59935 | GEN01 | Solar PV | Nevada | 101 | Dropped - Units whose status does not meet NEEDS criteria
Bloomsbury Solar, LLC | 59970 | BLOOM | Solar PV | North Carolina | 5 | Dropped - Units whose status does not meet NEEDS criteria
Bearkat | 59972 | BRKA2 | Onshore Wind | Texas | 103.4 | Dropped - Units whose status does not meet NEEDS criteria
Lebanon Solar 1 | 59991 | LEB1 | Solar PV | Connecticut | 2 | Dropped - Units whose status does not meet NEEDS criteria
Lebanon Solar 2 | 59992 | LEB2 | Solar PV | Connecticut | 2 | Dropped - Units whose status does not meet NEEDS criteria
Round Hill PV1 | 59998 | RNDHL | Solar PV | North Carolina | 5 | Dropped - Units whose status does not meet NEEDS criteria
SunE Redlands | 60031 | RDNDS | Solar PV | California | 1.5 | Dropped - Units whose status does not meet NEEDS criteria
Garrison Butte Wind, LLC | 60066 | GEN | Onshore Wind | North Dakota | 150 | Dropped - Units whose status does not meet NEEDS criteria
Wallace Solar 2 | 60090 | 2MWPV | Solar PV | North Carolina | 1.9 | Dropped - Units whose status does not meet NEEDS criteria
Alexis Solar | 60139 | PV1 | Solar PV | North Carolina | 5 | Dropped - Units whose status does not meet NEEDS criteria
Brooke Solar | 60140 | PV1 | Solar PV | North Carolina | 4.5 | Dropped - Units whose status does not meet NEEDS criteria
Izia Solar | 60141 | PV1 | Solar PV | North Carolina | 5 | Dropped - Units whose status does not meet NEEDS criteria
McDougald Solar, LLC | 60148 | FLS1 | Solar PV | North Carolina | 4.9 | Dropped - Units whose status does not meet NEEDS criteria
Signature Solar | 60155 | PV1 | Solar PV | North Carolina | 5 | Dropped - Units whose status does not meet NEEDS criteria
June Solar | 60158 | PV1 | Solar PV | North Carolina | 4 | Dropped - Units whose status does not meet NEEDS criteria
Roman Solar | 60159 | PV1 | Solar PV | North Carolina | 5 | Dropped - Units whose status does not meet NEEDS criteria
Wilfork Solar | 60162 | PV1 | Solar PV | North Carolina | 5 | Dropped - Units whose status does not meet NEEDS criteria
Hawk Solar | 60163 | PV1 | Solar PV | North Carolina | 5 | Dropped - Units whose status does not meet NEEDS criteria
Jordan Solar | 60164 | PV1 | Solar PV | North Carolina | 5 | Dropped - Units whose status does not meet NEEDS criteria
Higgins Solar | 60166 | PV1 | Solar PV | North Carolina | 5 | Dropped - Units whose status does not meet NEEDS criteria
Carter Solar | 60167 | PV1 | Solar PV | North Carolina | 5 | Dropped - Units whose status does not meet NEEDS criteria
Sadie Solar | 60168 | PV1 | Solar PV | North Carolina | 5 | Dropped - Units whose status does not meet NEEDS criteria
Icarus Solar | 60169 | PV1 | Solar PV | North Carolina | 3 | Dropped - Units whose status does not meet NEEDS criteria
Iga Solar | 60170 | PV1 | Solar PV | North Carolina | 5 | Dropped - Units whose status does not meet NEEDS criteria
Clayton Solar | 60171 | PV1 | Solar PV | North Carolina | 5 | Dropped - Units whose status does not meet NEEDS criteria
Christina Solar | 60172 | PV1 | Solar PV | North Carolina | 3 | Dropped - Units whose status does not meet NEEDS criteria
Longleaf Solar | 60173 | PV1 | Solar PV | North Carolina | 5 | Dropped - Units whose status does not meet NEEDS criteria
Cardinal Solar | 60174 | PV1 | Solar PV | North Carolina | 5 | Dropped - Units whose status does not meet NEEDS criteria
Bonnie Solar | 60175 | PV1 | Solar PV | North Carolina | 5 | Dropped - Units whose status does not meet NEEDS criteria
Anna Solar | 60176 | PV1 | Solar PV | North Carolina | 5 | Dropped - Units whose status does not meet NEEDS criteria
Blue Bird Solar | 60177 | PV1 | Solar PV | North Carolina | 4 | Dropped - Units whose status does not meet NEEDS criteria
Hill County Generation Facility | 60194 | CT1 | Combustion Turbine | Texas | 205 | Dropped - Units whose status does not meet NEEDS criteria
Hill County Generation Facility | 60194 | CT2 | Combustion Turbine | Texas | 205 | Dropped - Units whose status does not meet NEEDS criteria
Hill County Generation Facility | 60194 | CT3 | Combustion Turbine | Texas | 205 | Dropped - Units whose status does not meet NEEDS criteria
Hill County Generation Facility | 60194 | CT4 | Combustion Turbine | Texas | 205 | Dropped - Units whose status does not meet NEEDS criteria
ESC Brooke County Power I | 60202 | BCCA1 | Combined Cycle | West Virginia | 261.2 | Dropped - Units whose status does not meet NEEDS criteria
ESC Brooke County Power I | 60202 | BCCT1 | Combined Cycle | West Virginia | 252.3 | Dropped - Units whose status does not meet NEEDS criteria
ESC Brooke County Power I | 60202 | BCCT2 | Combined Cycle | West Virginia | 252.3 | Dropped - Units whose status does not meet NEEDS criteria
Wheaton Solar | 60203 | 1 | Solar PV | Wisconsin | 3.5 | Dropped - Units whose status does not meet NEEDS criteria
ESC Tioga County Power | 60205 | TCCA1 | Combined Cycle | Pennsylvania | 302 | Dropped - Units whose status does not meet NEEDS criteria
ESC Tioga County Power | 60205 | TCCT1 | Combined Cycle | Pennsylvania | 253.1 | Dropped - Units whose status does not meet NEEDS criteria
ESC Tioga County Power | 60205 | TCCT2 | Combined Cycle | Pennsylvania | 253.1 | Dropped - Units whose status does not meet NEEDS criteria
Terrapin Hills Wind Farm | 60211 | 1 | Onshore Wind | Maryland | 50 | Dropped - Units whose status does not meet NEEDS criteria
Mason Dixon Wind Farm | 60212 | 1 | Onshore Wind | Pennsylvania | 79.9 | Dropped - Units whose status does not meet NEEDS criteria
ESS Wesel | 60214 | ESSWL | Energy Storage | Maryland | 6 | Dropped - Units whose status does not meet NEEDS criteria
ESS Fairgrounds | 60215 | ESSFG | Energy Storage | Maryland | 4 | Dropped - Units whose status does not meet NEEDS criteria
ESS Lewes | 60216 | ESSLS | Energy Storage | Delaware | 8 | Dropped - Units whose status does not meet NEEDS criteria
Halyard Wharton Energy Center | 60221 | TBN1 | Combustion Turbine | Texas | 162 | Dropped - Units whose status does not meet NEEDS criteria
Halyard Wharton Energy Center | 60221 | TBN2 | Combustion Turbine | Texas | 162 | Dropped - Units whose status does not meet NEEDS criteria
Michigan Wind 3 | 60246 | 1 | Onshore Wind | Michigan | 152.8 | Dropped - Units whose status does not meet NEEDS criteria
Halyard Henderson Energy Center | 60268 | TBN1 | Combustion Turbine | Texas | 210 | Dropped - Units whose status does not meet NEEDS criteria
Halyard Henderson Energy Center | 60268 | TBN2 | Combustion Turbine | Texas | 210 | Dropped - Units whose status does not meet NEEDS criteria
Tex-Mex Renewable Energy Project, LLC | 60269 | WT1 | Onshore Wind | Texas | 80 | Dropped - Units whose status does not meet NEEDS criteria
Climax Solar | 60286 | PV1 | Solar PV | North Carolina | 4.9 | Dropped - Units whose status does not meet NEEDS criteria
Whiteville Solar 2 | 60292 | PV1 | Solar PV | North Carolina | 4.9 | Dropped - Units whose status does not meet NEEDS criteria
Crawford Solar | 60294 | PV1 | Solar PV | North Carolina | 4.9 | Dropped - Units whose status does not meet NEEDS criteria
Crimson Solar | 60295 | PV1 | Solar PV | North Carolina | 4.9 | Dropped - Units whose status does not meet NEEDS criteria
High Pockets Solar | 60305 | PV1 | Solar PV | North Carolina | 1.9 | Dropped - Units whose status does not meet NEEDS criteria
O'Brien Wind | 60326 | OBWF4 | Onshore Wind | Iowa | 72.5 | Dropped - Units whose status does not meet NEEDS criteria
O'Brien Wind | 60326 | OBWF5 | Onshore Wind | Iowa | 72.5 | Dropped - Units whose status does not meet NEEDS criteria
O'Brien Wind | 60326 | OBWF6 | Onshore Wind | Iowa | 72.5 | Dropped - Units whose status does not meet NEEDS criteria
Ida Grove Wind | 60342 | IGWF5 | Onshore Wind | Iowa | 96.6 | Dropped - Units whose status does not meet NEEDS criteria
Ida Grove Wind | 60342 | IGWF6 | Onshore Wind | Iowa | 98.9 | Dropped - Units whose status does not meet NEEDS criteria
Hilly Branch | 60358 | 28941 | Solar PV | North Carolina | 2 | Dropped - Units whose status does not meet NEEDS criteria
Pike Road Solar | 60360 | 51116 | Solar PV | North Carolina | 5 | Dropped - Units whose status does not meet NEEDS criteria
Raymond, LLC | 60362 | MVIII | Onshore Wind | Texas | 200 | Dropped - Units whose status does not meet NEEDS criteria
Lamesa Solar | 60372 | LSPV2 | Solar PV | Texas | 100 | Dropped - Units whose status does not meet NEEDS criteria
SunCoke Energy South Shore Facility | 60373 | SSST6 | Coal Steam | Kentucky | 60 | Dropped - Units whose status does not meet NEEDS criteria
Concord Blue Eagar, LLC | 60374 | CB001 | Non-Fossil Waste | Arizona | 0.6 | Dropped - Units whose status does not meet NEEDS criteria
Concord Blue Eagar, LLC | 60374 | CB002 | Non-Fossil Waste | Arizona | 0.6 | Dropped - Units whose status does not meet NEEDS criteria
Duroc Holdings | 60379 | PV1 | Solar PV | North Carolina | 5 | Dropped - Units whose status does not meet NEEDS criteria
Cabaniss Solar | 60430 | PV1 | Solar PV | North Carolina | 4.2 | Dropped - Units whose status does not meet NEEDS criteria
Clark Canyon Hydro-Electric Facility | 60483 | FRNS1 | Hydro | Montana | 2.4 | Dropped - Units whose status does not meet NEEDS criteria
Clark Canyon Hydro-Electric Facility | 60483 | FRNS2 | Hydro | Montana | 2.4 | Dropped - Units whose status does not meet NEEDS criteria
Peanut Solar | 60557 | PV1 | Solar PV | North Carolina | 5 | Dropped - Units whose status does not meet NEEDS criteria
Sand Creek Wind Farm | 60595 | WT1 | Onshore Wind | Montana | 75 | Dropped - Units whose status does not meet NEEDS criteria
CMEEC - Hollyhock Solar | 60606 | PV1 | Solar PV | Connecticut | 6 | Dropped - Units whose status does not meet NEEDS criteria
BRE NC Solar 2 | 60626 | BEAM2 | Solar PV | North Carolina | 5 | Dropped - Units whose status does not meet NEEDS criteria
BRE NC Solar 4 | 60628 | BEAM4 | Solar PV | North Carolina | 5 | Dropped - Units whose status does not meet NEEDS criteria
Howardtown Farm | 60630 | PV1 | Solar PV | North Carolina | 10 | Dropped - Units whose status does not meet NEEDS criteria
Energy Nuevo Storage Farm | 60646 | NUEVO | Energy Storage | California | 20 | Dropped - Units whose status does not meet NEEDS criteria
Mission Rock Energy Center Hybrid | 60650 | BA1 | Energy Storage | California | 25 | Dropped - Units whose status does not meet NEEDS criteria
Mission Rock Energy Center Hybrid | 60650 | GT1 | Combustion Turbine | California | 275 | Dropped - Units whose status does not meet NEEDS criteria
Tisch Mills Wind | 60674 | TISCH | Onshore Wind | Wisconsin | 150 | Dropped - Units whose status does not meet NEEDS criteria
FDS Co-Generation Facility | 60693 | 1 | Fossil Waste | Ohio | 110 | Dropped - Units whose status does not meet NEEDS criteria
Gaines County | 60697 | GC-1 | Combustion Turbine | Texas | 186 | Dropped - Units whose status does not meet NEEDS criteria
New Colony Wind Project | 60718 | WT1 | Onshore Wind | Montana | 23.1 | Dropped - Units whose status does not meet NEEDS criteria
Rowan Solar NC LLC | 60780 | PV1 | Solar PV | North Carolina | 2 | Dropped - Units whose status does not meet NEEDS criteria
Salt Springs Wind Farm | 60807 | WT | Onshore Wind | Kansas | 200 | Dropped - Units whose status does not meet NEEDS criteria
7-Mile Ridge Wind Project | 60814 | WT1 | Onshore Wind | Alaska | 1.8 | Dropped - Units whose status does not meet NEEDS criteria
Neenach Solar Center | 60826 | ECA03 | Solar PV | California | 1.5 | Dropped - Units whose status does not meet NEEDS criteria
Osceola Solar, LLC | 60828 | PV1 | Solar PV | North Carolina | 5 | Dropped - Units whose status does not meet NEEDS criteria
Eastway Solar, LLC | 60829 | PV1 | Solar PV | North Carolina | 4.9 | Dropped - Units whose status does not meet NEEDS criteria
Williams Solar, LLC | 60859 | PV1 | Solar PV | Texas | 20 | Dropped - Units whose status does not meet NEEDS criteria
Homestead Wind LLC | 60871 | HOMES | Onshore Wind | Illinois | 50 | Dropped - Units whose status does not meet NEEDS criteria
Wildomar Solar | 60872 | WILD1 | Solar PV | California | 1.2 | Dropped - Units whose status does not meet NEEDS criteria
Halifax Solar LLC | 60884 | HALFX | Solar PV | North Carolina | 5 | Dropped - Units whose status does not meet NEEDS criteria
Carter Solar One, LLC | 60896 | CRTON | Solar PV | Idaho | 20 | Dropped - Units whose status does not meet NEEDS criteria
Jackpot Solar North, LLC | 60897 | JPTNO | Solar PV | Idaho | 20 | Dropped - Units whose status does not meet NEEDS criteria
Jackpot Solar South, LLC | 60898 | JPTSO | Solar PV | Idaho | 20 | Dropped - Units whose status does not meet NEEDS criteria
Jackpot Solar East, LLC | 60899 | JPTEA | Solar PV | Idaho | 20 | Dropped - Units whose status does not meet NEEDS criteria
Jackpot Solar West, LLC | 60900 | JPTWE | Solar PV | Idaho | 20 | Dropped - Units whose status does not meet NEEDS criteria
Big Blue River Wind Farm | 60907 | WT1 | Onshore Wind | Indiana | 200 | Dropped - Units whose status does not meet NEEDS criteria
Goodhue Solar | 60934 | PV1 | Solar PV | Minnesota | 1 | Dropped - Units whose status does not meet NEEDS criteria
Goodhue Solar | 60934 | PV2 | Solar PV | Minnesota | 1 | Dropped - Units whose status does not meet NEEDS criteria
Santa Paula Energy Storage | 60946 | SPES1 | Energy Storage | California | 5 | Dropped - Units whose status does not meet NEEDS criteria
Adams Solar | 60949 | PV1 | Solar PV | North Carolina | 2 | Dropped - Units whose status does not meet NEEDS criteria
Mountain Lion Solar | 60950 | PV1 | Solar PV | North Carolina | 1.7 | Dropped - Units whose status does not meet NEEDS criteria
Eisenhower Solar | 60963 | PV1 | Solar PV | North Carolina | 5 | Dropped - Units whose status does not meet NEEDS criteria
River Otter Solar | 60969 | PV1 | Solar PV | North Carolina | 5 | Dropped - Units whose status does not meet NEEDS criteria
Tyler Solar | 60970 | PV1 | Solar PV | North Carolina | 5 | Dropped - Units whose status does not meet NEEDS criteria
San Jacinto Solar | 60972 | SJAC | Solar PV | California | 1.5 | Dropped - Units whose status does not meet NEEDS criteria
Lake Perris Solar | 60973 | LKPR | Solar PV | California | 1.5 | Dropped - Units whose status does not meet NEEDS criteria
Dakota Solar | 60977 | PV1 | Solar PV | Minnesota | 1 | Dropped - Units whose status does not meet NEEDS criteria
Dakota Solar | 60977 | PV2 | Solar PV | Minnesota | 1 | Dropped - Units whose status does not meet NEEDS criteria
Dakota Solar | 60977 | PV3 | Solar PV | Minnesota | 1 | Dropped - Units whose status does not meet NEEDS criteria
Monument Road | 61033 | MR001 | Onshore Wind | Nebraska | 66 | Dropped - Units whose status does not meet NEEDS criteria
Weybridge 1 Solar | 61038 | WEY1 | Solar PV | Vermont | 3 | Dropped - Units whose status does not meet NEEDS criteria
Lund Hill | 61045 | WT1 | Onshore Wind | Washington | 60 | Dropped - Units whose status does not meet NEEDS criteria
Morada del Sol, LLC | 61049 | PV1 | Solar PV | Texas | 239.3 | Dropped - Units whose status does not meet NEEDS criteria
West Liberty Wind Farm | 61057 | T1 | Onshore Wind | Iowa | 2.5 | Dropped - Units whose status does not meet NEEDS criteria
West Liberty Wind Farm | 61057 | T2 | Onshore Wind | Iowa | 2.5 | Dropped - Units whose status does not meet NEEDS criteria
Fresno Dam Site Water Power Project | 61061 | 1 | Hydro | Montana | 0.5 | Dropped - Units whose status does not meet NEEDS criteria
Fresno Dam Site Water Power Project | 61061 | 2 | Hydro | Montana | 0.5 | Dropped - Units whose status does not meet NEEDS criteria
Fresno Dam Site Water Power Project | 61061 | 3 | Hydro | Montana | 0.5 | Dropped - Units whose status does not meet NEEDS criteria
Washburn Wind Farm | 61071 | WASH | Onshore Wind | Iowa | 70 | Dropped - Units whose status does not meet NEEDS criteria
UAMPS Carbon Free Power Plant | 61075 | NPM10 | Nuclear | Idaho | 47.5 | Dropped - Units whose status does not meet NEEDS criteria
UAMPS Carbon Free Power Plant | 61075 | NPM11 | Nuclear | Idaho | 47.5 | Dropped - Units whose status does not meet NEEDS criteria
UAMPS Carbon Free Power Plant | 61075 | NPM12 | Nuclear | Idaho | 47.5 | Dropped - Units whose status does not meet NEEDS criteria
UAMPS Carbon Free Power Plant | 61075 | NPM7 | Nuclear | Idaho | 47.5 | Dropped - Units whose status does not meet NEEDS criteria
UAMPS Carbon Free Power Plant | 61075 | NPM8 | Nuclear | Idaho | 47.5 | Dropped - Units whose status does not meet NEEDS criteria
UAMPS Carbon Free Power Plant | 61075 | NPM9 | Nuclear | Idaho | 47.5 | Dropped - Units whose status does not meet NEEDS criteria
Plum Creek Wind | 61078 | 1 | Onshore Wind | Iowa | 500 | Dropped - Units whose status does not meet NEEDS criteria
Hamilton College | 61103 | PV1 | Solar PV | New York | 2 | Dropped - Units whose status does not meet NEEDS criteria
SCWA R5 Pond Solar | 61123 | SKYR5 | Solar PV | California | 2 | Dropped - Units whose status does not meet NEEDS criteria
Bear Poplar Solar | 61130 | 12344 | Solar PV | North Carolina | 5 | Dropped - Units whose status does not meet NEEDS criteria
Winton Solar 2 | 61188 | PV1 | Solar PV | North Carolina | 1 | Dropped - Units whose status does not meet NEEDS criteria
West Fork Wind | 61214 | WT1 | Onshore Wind | Indiana | 150 | Dropped - Units whose status does not meet NEEDS criteria
Crazy Horse Solar Project | 61285 | PV1 | Solar PV | California | 2 | Dropped - Units whose status does not meet NEEDS criteria
Niles Valley Energy LLC | 61286 | GEN1 | Combustion Turbine | Pennsylvania | 4.2 | Dropped - Units whose status does not meet NEEDS criteria
Niles Valley Energy LLC | 61286 | GEN2 | Combustion Turbine | Pennsylvania | 4.2 | Dropped - Units whose status does not meet NEEDS criteria
Niles Valley Energy LLC | 61286 | GEN3 | Combustion Turbine | Pennsylvania | 4.2 | Dropped - Units whose status does not meet NEEDS criteria
Niles Valley Energy LLC | 61286 | GEN4 | Combustion Turbine | Pennsylvania | 4.2 | Dropped - Units whose status does not meet NEEDS criteria
Niles Valley Energy LLC | 61286 | GEN5 | Combustion Turbine | Pennsylvania | 4.2 | Dropped - Units whose status does not meet NEEDS criteria
Mineral Point Energy | 61300 | GEN1 | Combustion Turbine | Pennsylvania | 4.4 | Dropped - Units whose status does not meet NEEDS criteria
Mineral Point Energy | 61300 | GEN2 | Combustion Turbine | Pennsylvania | 4.4 | Dropped - Units whose status does not meet NEEDS criteria
Mineral Point Energy | 61300 | GEN3 | Combustion Turbine | Pennsylvania | 4.4 | Dropped - Units whose status does not meet NEEDS criteria
Mineral Point Energy | 61300 | GEN4 | Combustion Turbine | Pennsylvania | 4.4 | Dropped - Units whose status does not meet NEEDS criteria
Mineral Point Energy | 61300 | GEN5 | Combustion Turbine | Pennsylvania | 4.4 | Dropped - Units whose status does not meet NEEDS criteria
Stourbridge Energy | 61301 | GEN1 | Combustion Turbine | Pennsylvania | 4.4 | Dropped - Units whose status does not meet NEEDS criteria
Stourbridge Energy | 61301 | GEN2 | Combustion Turbine | Pennsylvania | 4.4 | Dropped - Units whose status does not meet NEEDS criteria
Stourbridge Energy | 61301 | GEN3 | Combustion Turbine | Pennsylvania | 4.4 | Dropped - Units whose status does not meet NEEDS criteria
Stourbridge Energy | 61301 | GEN4 | Combustion Turbine | Pennsylvania | 4.4 | Dropped - Units whose status does not meet NEEDS criteria
Stourbridge Energy | 61301 | GEN5 | Combustion Turbine | Pennsylvania | 4.4 | Dropped - Units whose status does not meet NEEDS criteria
Wrighter Energy | 61302 | GEN1 | Combustion Turbine | Pennsylvania | 4.2 | Dropped - Units whose status does not meet NEEDS criteria
Wrighter Energy | 61302 | GEN2 | Combustion Turbine | Pennsylvania | 4.2 | Dropped - Units whose status does not meet NEEDS criteria
Wrighter Energy | 61302 | GEN3 | Combustion Turbine | Pennsylvania | 4.2 | Dropped - Units whose status does not meet NEEDS criteria
Wrighter Energy | 61302 | GEN4 | Combustion Turbine | Pennsylvania | 4.2 | Dropped - Units whose status does not meet NEEDS criteria
Wrighter Energy | 61302 | GEN5 | Combustion Turbine | Pennsylvania | 4.2 | Dropped - Units whose status does not meet NEEDS criteria
Anchor Energy | 61304 | GEN1 | Combustion Turbine | Pennsylvania | 4.2 | Dropped - Units whose status does not meet NEEDS criteria
Anchor Energy | 61304 | GEN2 | Combustion Turbine | Pennsylvania | 4.2 | Dropped - Units whose status does not meet NEEDS criteria
Anchor Energy | 61304 | GEN3 | Combustion Turbine | Pennsylvania | 4.2 | Dropped - Units whose status does not meet NEEDS criteria
Anchor Energy | 61304 | GEN4 | Combustion Turbine | Pennsylvania | 4.2 | Dropped - Units whose status does not meet NEEDS criteria
Anchor Energy | 61304 | GEN5 | Combustion Turbine | Pennsylvania | 4.2 | Dropped - Units whose status does not meet NEEDS criteria
Holdridge Energy | 61305 | GEN1 | Combustion Turbine | Pennsylvania | 4.4 | Dropped - Units whose status does not meet NEEDS criteria
Holdridge Energy | 61305 | GEN2 | Combustion Turbine | Pennsylvania | 4.4 | Dropped - Units whose status does not meet NEEDS criteria
Holdridge Energy | 61305 | GEN3 | Combustion Turbine | Pennsylvania | 4.4 | Dropped - Units whose status does not meet NEEDS criteria
Holdridge Energy | 61305 | GEN4 | Combustion Turbine | Pennsylvania | 4.4 | Dropped - Units whose status does not meet NEEDS criteria
Holdridge Energy | 61305 | GEN5 | Combustion Turbine | Pennsylvania | 4.4 | Dropped - Units whose status does not meet NEEDS criteria
Red Glen Energy | 61306 | GEN1 | Combustion Turbine | Pennsylvania | 4.4 | Dropped - Units whose status does not meet NEEDS criteria
Red Glen Energy | 61306 | GEN2 | Combustion Turbine | Pennsylvania | 4.4 | Dropped - Units whose status does not meet NEEDS criteria
Red Glen Energy | 61306 | GEN3 | Combustion Turbine | Pennsylvania | 4.4 | Dropped - Units whose status does not meet NEEDS criteria
Red Glen Energy | 61306 | GEN4 | Combustion Turbine | Pennsylvania | 4.4 | Dropped - Units whose status does not meet NEEDS criteria
Red Glen Energy | 61306 | GEN5 | Combustion Turbine | Pennsylvania | 4.4 | Dropped - Units whose status does not meet NEEDS criteria
Farmingdale Fuel Cell | 61317 | MB-21 | Fuel Cell | New York | 1.4 | Dropped - Units whose status does not meet NEEDS criteria
Casper Solar Center | 61320 | CSPSC | Solar PV | Maryland | 36.7 | Dropped - Units whose status does not meet NEEDS criteria
NISA Electric Generation Project | 61331 | GEN1 | Combined Cycle | New York | 59.7 | Dropped - Units whose status does not meet NEEDS criteria
NISA Electric Generation Project | 61331 | STG1 | Combined Cycle | New York | 20.2 | Dropped - Units whose status does not meet NEEDS criteria
RE Maplewood | 61346 | PV3 | Solar PV | Texas | 100 | Dropped - Units whose status does not meet NEEDS criteria
RE Maplewood | 61346 | PV4 | Solar PV | Texas | 100 | Dropped - Units whose status does not meet NEEDS criteria
RE Maplewood | 61346 | PV5 | Solar PV | Texas | 100 | Dropped - Units whose status does not meet NEEDS criteria
Utica Aero Solar Max PV | 61361 | UASM | Solar PV | Ohio | 12 | Dropped - Units whose status does not meet NEEDS criteria
Ord Mountain Solar | 61372 | ORDMT | Solar PV | California | 60 | Dropped - Units whose status does not meet NEEDS criteria
Pomerado Energy Storage, LLC | 61390 | PMRDO | Energy Storage | California | 6 | Dropped - Units whose status does not meet NEEDS criteria
Boswell Wind I | 61393 | BOSW1 | Onshore Wind | Wyoming | 80 | Dropped - Units whose status does not meet NEEDS criteria
Boswell Wind II | 61394 | BOSW2 | Onshore Wind | Wyoming | 80 | Dropped - Units whose status does not meet NEEDS criteria
Boswell Wind III | 61395 | BOSW3 | Onshore Wind | Wyoming | 80 | Dropped - Units whose status does not meet NEEDS criteria
Boswell Wind IV | 61396 | BOSW4 | Onshore Wind | Wyoming | 80 | Dropped - Units whose status does not meet NEEDS criteria
Bluegrove Wind | 61400 | BLUGR | Onshore Wind | Texas | 100 | Dropped - Units whose status does not meet NEEDS criteria
Byers Wind | 61401 | BYERS | Onshore Wind | Texas | 200 | Dropped - Units whose status does not meet NEEDS criteria
Candlewood Solar | 61517 | CANDL | Solar PV | Connecticut | 25 | Dropped - Units whose status does not meet NEEDS criteria
Island Grove Solar | 61531 | GEN1 | Solar PV | North Carolina | 2 | Dropped - Units whose status does not meet NEEDS criteria
West Moore Solar | 61624 | GEN1 | Solar PV | Texas | 5 | Dropped - Units whose status does not meet NEEDS criteria
Hydra Community Solar | 61714 | HYDR | Solar PV | Minnesota | 1 | Dropped - Units whose status does not meet NEEDS criteria
Tom Bevill Lock and Dam Hydroelectric | 61749 | GEN1 | Hydro | Alabama | 4 | Dropped - Units whose status does not meet NEEDS criteria
Tom Bevill Lock and Dam Hydroelectric | 61749 | GEN2 | Hydro | Alabama | 4 | Dropped - Units whose status does not meet NEEDS criteria
Tom Bevill Lock and Dam Hydroelectric | 61749 | GEN3 | Hydro | Alabama | 4 | Dropped - Units whose status does not meet NEEDS criteria
C4GT | 61760 | C4GT | Combined Cycle | Virginia | 1060 | Dropped - Units whose status does not meet NEEDS criteria
New Mexico Community Solar Facility | 61783 | NMCSF | Solar PV | New Mexico | 2 | Dropped - Units whose status does not meet NEEDS criteria
Mason Dixon Solar Center | 61797 | PV | Solar PV | Maryland | 20 | Dropped - Units whose status does not meet NEEDS criteria
Kingston Energy Storage, LLC | 61802 | 10001 | Energy Storage | California | 50 | Dropped - Units whose status does not meet NEEDS criteria
Summit Lake Wind Energy Project | 61812 | 1 | Onshore Wind | Michigan | 0 | Dropped - Units whose status does not meet NEEDS criteria
Harvest Wind Energy Project | 61823 | 1 | Onshore Wind | Indiana | 0 | Dropped - Units whose status does not meet NEEDS criteria
Minco Wind V, LLC | 61837 | MV | Onshore Wind | Oklahoma | 220 | Dropped - Units whose status does not meet NEEDS criteria
Scituate RI Solar, LLC | 61841 | SCITU | Solar PV | Rhode Island | 10 | Dropped - Units whose status does not meet NEEDS criteria
Bolthouse Farms Fuel Cell | 61845 | MM28 | Fuel Cell | California | 2.5 | Dropped - Units whose status does not meet NEEDS criteria
Bolthouse Farms Fuel Cell | 61845 | MM29 | Fuel Cell | California | 2.5 | Dropped - Units whose status does not meet NEEDS criteria
Crazy Mountain Wind LLC | 61859 | WT | Onshore Wind | Montana | 80 | Dropped - Units whose status does not meet NEEDS criteria
Typha Solar Project | 62068 | TYPHA | Solar PV | Washington | 5 | Dropped - Units whose status does not meet NEEDS criteria
Fumaria Solar Project | 62070 | FUMAR | Solar PV | Washington | 5 | Dropped - Units whose status does not meet NEEDS criteria
Cadiz Power Plant | 62153 | GEN 1 | Combined Cycle | Ohio | 550 | Dropped - Units whose status does not meet NEEDS criteria
Cadiz Power Plant | 62153 | GEN 2 | Combined Cycle | Ohio | 550 | Dropped - Units whose status does not meet NEEDS criteria
Atlantic Solar | 62180 | 22 | Solar PV | South Carolina | 1 | Dropped - Units whose status does not meet NEEDS criteria
Bell Solar | 62183 | 25 | Solar PV | South Carolina | 6.1 | Dropped - Units whose status does not meet NEEDS criteria
Fairfield Solar | 62212 | 36 | Solar PV | South Carolina | 10 | Dropped - Units whose status does not meet NEEDS criteria
Flip Solar | 62214 | 38 | Solar PV | South Carolina | 15.8 | Dropped - Units whose status does not meet NEEDS criteria
Dadswell Solar | 62222 | 34 | Solar PV | South Carolina | 1 | Dropped - Units whose status does not meet NEEDS criteria
Indigo Solar | 62230 | 44 | Solar PV | South Carolina | 2 | Dropped - Units whose status does not meet NEEDS criteria
Ion Solar | 62231 | 45 | Solar PV | South Carolina | 5 | Dropped - Units whose status does not meet NEEDS criteria
Madison Solar | 62237 | 51 | Solar PV | South Carolina | 10.9 | Dropped - Units whose status does not meet NEEDS criteria
Alabama Ledge Wind Farm LLC | 62261 | GEN1 | Onshore Wind | New York | 79.8 | Dropped - Units whose status does not meet NEEDS criteria
Martin East Solar | 62276 | 54 | Solar PV | South Carolina | 2 | Dropped - Units whose status does not meet NEEDS criteria
Martin West Solar | 62277 | 55 | Solar PV | South Carolina | 2 | Dropped - Units whose status does not meet NEEDS criteria
McCormick Solar | 62279 | 57 | Solar PV | South Carolina | 2 | Dropped - Units whose status does not meet NEEDS criteria
Middleton Solar | 62281 | 59 | Solar PV | South Carolina | 2 | Dropped - Units whose status does not meet NEEDS criteria
Pee Dee Solar I | 62282 | 60 | Solar PV | South Carolina | 2 | Dropped - Units whose status does not meet NEEDS criteria
Pee Dee Solar II | 62283 | 61 | Solar PV | South Carolina | 2 | Dropped - Units whose status does not meet NEEDS criteria
Martin Central Solar | 62285 | 53 | Solar PV | South Carolina | 2 | Dropped - Units whose status does not meet NEEDS criteria
Pruger Solar I | 62292 | 63 | Solar PV | South Carolina | 2 | Dropped - Units whose status does not meet NEEDS criteria
Pruger Solar III | 62294 | 65 | Solar PV | South Carolina | 2 | Dropped - Units whose status does not meet NEEDS criteria
Rutledge Solar | 62297 | 69 | Solar PV | South Carolina | 2 | Dropped - Units whose status does not meet NEEDS criteria
Sandifer Solar | 62298 | 70 | Solar PV | South Carolina | 2 | Dropped - Units whose status does not meet NEEDS criteria
Shem Solar | 62308 | 72 | Solar PV | South Carolina | 2 | Dropped - Units whose status does not meet NEEDS criteria
Snoopy Solar | 62311 | 75 | Solar PV | South Carolina | 2 | Dropped - Units whose status does not meet NEEDS criteria
Tarpon Solar I | 62314 | 78 | Solar PV | South Carolina | 2 | Dropped - Units whose status does not meet NEEDS criteria
Turkey Hill Solar I | 62341 | 84 | Solar PV | South Carolina | 2 | Dropped - Units whose status does not meet NEEDS criteria
Ulmer Solar | 62343 | 85 | Solar PV | South Carolina | 22 | Dropped - Units whose status does not meet NEEDS criteria
Webster Solar | 62348 | 91 | Solar PV | South Carolina | 5.4 | Dropped - Units whose status does not meet NEEDS criteria
York Solar | 62354 | 94 | Solar PV | South Carolina | 2 | Dropped - Units whose status does not meet NEEDS criteria
Montgomery L&D Hydroelectric Project | 62400 | NA4 | Hydro | Pennsylvania | 5.5 | Dropped - Units whose status does not meet NEEDS criteria
Old Jackson Solar LLC | 62501 | 1 | Solar PV | Texas | 127.5 | Dropped - Units whose status does not meet NEEDS criteria
Hybrid Holdings 1 Capistrano | 62515 | HH4MW | Energy Storage | California | 4 | Dropped - Units whose status does not meet NEEDS criteria
Solemio LLC | 62522 | 1 | Solar PV | Texas | 79.8 | Dropped - Units whose status does not meet NEEDS criteria
Bradley Farm (Dudley) | 62593 | PV1 | Solar PV | North Carolina | 5 | Dropped - Units whose status does not meet NEEDS criteria
Martha's Vineyard Community Battery | 62605 | MVESS | Energy Storage | Massachusetts | 4.9 | Dropped - Units whose status does not meet NEEDS criteria
Grizzly Wind LLC | 62802 | GW | Onshore Wind | Montana | 80 | Dropped - Units whose status does not meet NEEDS criteria
Buenos Aires Phase 1 | 62803 | BAW1 | Onshore Wind | Texas | 200 | Dropped - Units whose status does not meet NEEDS criteria
Black Bear Wind (MT) | 62808 | BBW | Onshore Wind | Montana | 80 | Dropped - Units whose status does not meet NEEDS criteria
Blue Marmot VIII | 62863 | PRMLE | Solar PV | Oregon | 9.8 | Dropped - Units whose status does not meet NEEDS criteria
Blue Marmot VII | 62864 | RSHEI | Solar PV | Oregon | 9.8 | Dropped - Units whose status does not meet NEEDS criteria
Blue Marmot VI | 62865 | DNZW | Solar PV | Oregon | 9.8 | Dropped - Units whose status does not meet NEEDS criteria
Blue Marmot V | 62866 | DNZE | Solar PV | Oregon | 9.8 | Dropped - Units whose status does not meet NEEDS criteria
Blue Marmot IX | 62867 | DVRO | Solar PV | Oregon | 9.8 | Dropped - Units whose status does not meet NEEDS criteria
Don Lee BESS 1 LLC | 62872 | DONL1 | Energy Storage | California | 6.5 | Dropped - Units whose status does not meet NEEDS criteria
Novel Holmquist Solar CSG | 63006 | HOLM | Solar PV | Minnesota | 1 | Dropped - Units whose status does not meet NEEDS criteria
Shakespeare Solar | 63014 | PGR12 | Solar PV | North Carolina | 5 | Dropped - Units whose status does not meet NEEDS criteria
Green City Renewable Energy Center Hybrid | 63065 | GBESS | Energy Storage | Missouri | 2.5 | Dropped - Units whose status does not meet NEEDS criteria
Green City Renewable Energy Center Hybrid | 63065 | GCREC | Solar PV | Missouri | 10 | Dropped - Units whose status does not meet NEEDS criteria
Richwoods Renewable Energy Center Hybrid | 63066 | RBESS | Energy Storage | Missouri | 4 | Dropped - Units whose status does not meet NEEDS criteria
Richwoods Renewable Energy Center Hybrid | 63066 | RREC | Solar PV | Missouri | 10 | Dropped - Units whose status does not meet NEEDS criteria
Utica Renewable Energy Center Hybrid | 63067 | UBESS | Energy Storage | Missouri | 2 | Dropped - Units whose status does not meet NEEDS criteria
Utica Renewable Energy Center Hybrid | 63067 | UREC | Solar PV | Missouri | 10 | Dropped - Units whose status does not meet NEEDS criteria
John Paul Jones | 63095 | JPJDX | Combustion Turbine | Texas | 18.7 | Dropped - Units whose status does not meet NEEDS criteria
Cabin Point Solar Center | 63134 | CBNPT | Solar PV | Virginia | 75 | Dropped - Units whose status does not meet NEEDS criteria
AC Power 2 | 63196 | ACP2 | Solar PV | New Jersey | 3.8 | Dropped - Units whose status does not meet NEEDS criteria
Pettinos Solar | 63197 | ACP4 | Solar PV | New Jersey | 1.2 | Dropped - Units whose status does not meet NEEDS criteria
Broad Mountain Wind Project | 63210 | BROAD | Onshore Wind | Pennsylvania | 80 | Dropped - Units whose status does not meet NEEDS criteria
USS Zanzibar Solar LLC CSG | 63217 | ZNZBR | Solar PV | Minnesota | 1 | Dropped - Units whose status does not meet NEEDS criteria
Deiter-STEU | 63226 | 2078 | Solar PV | New York | 2.2 | Dropped - Units whose status does not meet NEEDS criteria
Gibson-STEU | 63227 | 8675 | Solar PV | New York | 11.5 | Dropped - Units whose status does not meet NEEDS criteria
Hallmark | 63234 | UNIT1 | Solar PV | Texas | 42 | Dropped - Units whose status does not meet NEEDS criteria
Novel Loren Solar LLC CSG | 63248 | LOREN | Solar PV | Minnesota | 1 | Dropped - Units whose status does not meet NEEDS criteria
Elk Creek Solar | 63250 | ELKCR | Solar PV | Minnesota | 80 | Dropped - Units whose status does not meet NEEDS criteria
Pinon Energy Center | 63281 | GT1 | Combustion Turbine | New Mexico | 42.3 | Dropped - Units whose status does not meet NEEDS criteria
Pinon Energy Center | 63281 | GT2 | Combustion Turbine | New Mexico | 42.3 | Dropped - Units whose status does not meet NEEDS criteria
Pinon Energy Center | 63281 | GT3 | Combustion Turbine | New Mexico | 42.3 | Dropped - Units whose status does not meet NEEDS criteria
Pinon Energy Center | 63281 | GT4 | Combustion Turbine | New Mexico | 42.3 | Dropped - Units whose status does not meet NEEDS criteria
Pinon Energy Center | 63281 | GT5 | Combustion Turbine | New Mexico | 42.3 | Dropped - Units whose status does not meet NEEDS criteria
Pinon Energy Center | 63281 | GT6 | Combustion Turbine | New Mexico | 42.3 | Dropped - Units whose status does not meet NEEDS criteria
Pinon Energy Center | 63281 | GT7 | Combustion Turbine | New Mexico | 42.3 | Dropped - Units whose status does not meet NEEDS criteria
Snowdrop Solar, LLC | 63310 | SNOWD | Solar PV | Minnesota | 1 | Dropped - Units whose status does not meet NEEDS criteria
Gladiolus Solar, LLC | 63316 | GLADI | Solar PV | Minnesota | 1 | Dropped - Units whose status does not meet NEEDS criteria
Renz Energy Storage | 63529 | LLAGS | Energy Storage | California | 20 | Dropped - Units whose status does not meet NEEDS criteria
Chevron - Lost Hills Hybrid | 63545 | BESS1 | Energy Storage | California | 10 | Dropped - Units whose status does not meet NEEDS criteria
USS Grandpa Solar | 63619 | USGPA | Solar PV | Illinois | 1 | Dropped - Units whose status does not meet NEEDS criteria
NJ TRANSITGRID | 63631 | CTG-1 | Combustion Turbine | New Jersey | 20 | Dropped - Units whose status does not meet NEEDS criteria
NJ TRANSITGRID | 63631 | CTG-2 | Combustion Turbine | New Jersey | 20 | Dropped - Units whose status does not meet NEEDS criteria
NJ TRANSITGRID | 63631 | CTG-3 | Combustion Turbine | New Jersey | 20 | Dropped - Units whose status does not meet NEEDS criteria
NJ TRANSITGRID | 63631 | CTG-4 | Combined Cycle | New Jersey | 20 | Dropped - Units whose status does not meet NEEDS criteria
NJ TRANSITGRID | 63631 | CTG-5 | Combined Cycle | New Jersey | 20 | Dropped - Units whose status does not meet NEEDS criteria
NJ TRANSITGRID | 63631 | PV1 | Solar PV | New Jersey | 0.5 | Dropped - Units whose status does not meet NEEDS criteria
NJ TRANSITGRID | 63631 | STG-1 | Combined Cycle | New Jersey | 14.4 | Dropped - Units whose status does not meet NEEDS criteria
NJ TRANSITGRID | 63631 | STOR1 | Energy Storage | New Jersey | 8.1 | Dropped - Units whose status does not meet NEEDS criteria
Goleta Grid Resiliency | 63736 | BESS1 | Energy Storage | California | 10 | Dropped - Units whose status does not meet NEEDS criteria
Amazon - Moreno Valley | 63740 | ONT6 | Solar PV | California | 2.2 | Dropped - Units whose status does not meet NEEDS criteria
Kupehau | 63799 | KUP01 | Solar PV | Hawaii | 60 | Dropped - Units whose status does not meet NEEDS criteria
Kupehau | 63799 | KUPB1 | Energy Storage | Hawaii | 60 | Dropped - Units whose status does not meet NEEDS criteria
Kruger Energy Mantura Solar, LLC | 63822 | KEMS | Solar PV | Virginia | 60 | Dropped - Units whose status does not meet NEEDS criteria
Mule Creek State Prison | 63876 | MLCRK | Solar PV | California | 2.1 | Dropped - Units whose status does not meet NEEDS criteria
Haymaker Hybrid | 63878 | HBESS | Energy Storage | Montana | 0 | Dropped - Units whose status does not meet NEEDS criteria
TX18 Cottage Meadow Storage | 63879 | TX18 | Energy Storage | Texas | 100 | Dropped - Units whose status does not meet NEEDS criteria
TX17 Nickel Prairie Storage | 63880 | TX17 | Energy Storage | Texas | 100 | Dropped - Units whose status does not meet NEEDS criteria
Chickahominy Power LLC | 63886 | CP001 | Combined Cycle | Virginia | 557.3 | Dropped - Units whose status does not meet NEEDS criteria
Chickahominy Power LLC | 63886 | CP002 | Combined Cycle | Virginia | 557.3 | Dropped - Units whose status does not meet NEEDS criteria
Chickahominy Power LLC | 63886 | CP003 | Combined Cycle | Virginia | 557.3 | Dropped - Units whose status does not meet NEEDS criteria
Tono Solar | 63902 | TSPV1 | Solar PV | Washington | 80 | Dropped - Units whose status does not meet NEEDS criteria
Homestead Fuel Cell | 63980 | MM50 | Fuel Cell | Connecticut | 2.8 | Dropped - Units whose status does not meet NEEDS criteria
Homestead Fuel Cell | 63980 | MM51 | Fuel Cell | Connecticut | 2.8 | Dropped - Units whose status does not meet NEEDS criteria
Homestead Fuel Cell | 63980 | MM52 | Fuel Cell | Connecticut | 2.8 | Dropped - Units whose status does not meet NEEDS criteria
Caden Energix New Kent, LLC | 64036 | ENX08 | Solar PV | Virginia | 20 | Dropped - Units whose status does not meet NEEDS criteria
Tesla Reno GigaFactory | 64098 | RD | Solar PV | Nevada | 2.4 | Dropped - Units whose status does not meet NEEDS criteria
Tesla Reno GigaFactory | 64098 | RDP | Solar PV | Nevada | 2.8 | Dropped - Units whose status does not meet NEEDS criteria
Tesla Reno GigaFactory | 64098 | RE | Solar PV | Nevada | 2.4 | Dropped - Units whose status does not meet NEEDS criteria
Tesla Reno GigaFactory | 64098 | REP | Solar PV | Nevada | 2.8 | Dropped - Units whose status does not meet NEEDS criteria
Davis Road Solar | 64156 | 2002 | Solar PV | South Carolina | 2 | Dropped - Units whose status does not meet NEEDS criteria
Cabin Creek Solar | 64199 | CBCK1 | Solar PV | Montana | 75 | Dropped - Units whose status does not meet NEEDS criteria
Cabin Creek Solar II | 64203 | CBCK2 | Solar PV | Montana | 75 | Dropped - Units whose status does not meet NEEDS criteria
Fairview Solar | 64205 | 2003 | Solar PV | South Carolina | 2 | Dropped - Units whose status does not meet NEEDS criteria
Highway 9 Solar | 64206 | 2004 | Solar PV | South Carolina | 2 | Dropped - Units whose status does not meet NEEDS criteria
Pike Solar Hybrid | 64212 | PSBES | Energy Storage | Colorado | 25 | Dropped - Units whose status does not meet NEEDS criteria
Holley Road Solar | 64240 | 0879 | Solar PV | New York | 20 | Dropped - Units whose status does not meet NEEDS criteria
Happy Hollow Solar Center | 64348 | 8888 | Solar PV | Georgia | 75 | Dropped - Units whose status does not meet NEEDS criteria
Armadillo Solar Center | 64349 | 6666 | Solar PV | Texas | 175 | Dropped - Units whose status does not meet NEEDS criteria
E Nash PV3 | 64369 | ENSH3 | Solar PV | North Carolina | 26 | Dropped - Units whose status does not meet NEEDS criteria
Claremont Solar | 64474 | 1 | Solar PV | New Hampshire | 20 | Dropped - Units whose status does not meet NEEDS criteria
Alfred Solar | 64501 | 1 | Solar PV | Maine | 50 | Dropped - Units whose status does not meet NEEDS criteria
Woodriver Solar | 64576 | 1 | Solar PV | Rhode Island | 4.5 | Dropped - Units whose status does not meet NEEDS criteria
Big Rock Solar Farm | 64636 | 92JT8 | Solar PV | California | 200 | Dropped - Units whose status does not meet NEEDS criteria
Gorham ME 1 | 64703 | GOR1 | Solar PV | Maine | 4.8 | Dropped - Units whose status does not meet NEEDS criteria
Lincoln ME 1 | 64704 | LIN1 | Solar PV | Maine | 4.9 | Dropped - Units whose status does not meet NEEDS criteria
Ft. Sill Energy Center | 64855 | 1 | Combustion Turbine | Oklahoma | 9 | Dropped - Units whose status does not meet NEEDS criteria
Ft. Sill Energy Center | 64855 | 2 | Combustion Turbine | Oklahoma | 9 | Dropped - Units whose status does not meet NEEDS criteria
Ft. Sill Energy Center | 64855 | 3 | Combustion Turbine | Oklahoma | 9 | Dropped - Units whose status does not meet NEEDS criteria
Ft. Sill Energy Center | 64855 | 4 | Combustion Turbine | Oklahoma | 9 | Dropped - Units whose status does not meet NEEDS criteria
WAL4279 | 64941 | GEN1 | Combustion Turbine | Texas | 0.4 | Dropped - Units whose status does not meet NEEDS criteria
WAL4279 | 64941 | GEN2 | Combustion Turbine | Texas | 0.4 | Dropped - Units whose status does not meet NEEDS criteria
WAL4279 | 64941 | GEN3 | Combustion Turbine | Texas | 0.4 | Dropped - Units whose status does not meet NEEDS criteria
TC Solar RCE | 65065 | CGS | Solar PV | Minnesota | 1 | Dropped - Units whose status does not meet NEEDS criteria
Riverside BESS | 65126 | ES1 | Energy Storage | North Carolina | 5 | Dropped - Units whose status does not meet NEEDS criteria
Madison Solar 1 LLC | 65226 | 468 | Solar PV | District of Columbia | 1.2 | Dropped - Units whose status does not meet NEEDS criteria
Iron Point Solar (Hybrid) | 65377 | IPB | Energy Storage | Nevada | 200 | Dropped - Units whose status does not meet NEEDS criteria
Iron Point Solar (Hybrid) | 65377 | IPS | Solar PV | Nevada | 250 | Dropped - Units whose status does not meet NEEDS criteria
Santa Ana Storage 3 | 65789 | SAP3 | Energy Storage | California | 40 | Dropped - Units whose status does not meet NEEDS criteria
West Point (PA) | 52149 | GN12 | Combustion Turbine | Pennsylvania | 2 | Dropped - Plant is identified as onsite because it is a net buyer of electricity in 2021
West Point (PA) | 52149 | GN13 | Combustion Turbine | Pennsylvania | 2 | Dropped - Plant is identified as onsite because it is a net buyer of electricity in 2021